## 1. Input - Water Balance
Input rules: |  |  | A blank cell indicates a place for data input | [11 empty] | LR | Adj LR | LR/(1-LR)
|  |  | A shaded cell should not receive input. It is a default value or explanation cell | [11 empty] | 0.071429 | 0.071429 | 0.076923
|  | 3 | Red letters indicate computed values | [11 empty] | 0.11111 | 0.11111 | 0.125
|  | 4 | Blue values indicate values that were transferred from elsewhere in the spreadsheet. | [11 empty] | 0 | 0 | 0
[15 empty] | 0.11111 | 0.11111 | 0.125
[15 empty] | 0.15385 | 0.15385 | 0.18182
[15 empty] | 0 | 0 | 0
| Project Name = | Example Project | [12 empty] | 0 | 0 | 0
| Water Year = | 2001 | [12 empty] | 0 | 0 | 0
| Total Project area (command and non-command) | 100000 | Hectares; gross, including roads, all fields, water bodies | [11 empty] | 0 | 0 | 0
| Command area - area with irrig. facilities | 80000 | Physical area in hectares, NOT including multiple cropping | [11 empty] | 0 | 0 | 0
[15 empty] | 0 | 0 | 0
| Estimated conveyance efficiency for external water | 80 | Percent, % | [11 empty] | 0 | 0 | 0
| Est. convey. effic. for internal project recirculation | 90 | Percent, %
| Estimated seepage (deep perc.) for paddy rice | 10 | Percent, % of irrigation water delivered to fields (averaged over the irrigation season) | [11 empty] | 0 | 0 | 0
| Estimated surface losses from paddy rice to drains | 10 | Percent (%) of irrigation water delivered to fields | [11 empty] | 0 | 0 | 0
| Estimated field irrigation efficiency for other crops | 60 | Percent, % | [11 empty] | 0 | 0 | 0
[15 empty] | 0 | 0 | 0
| Flow rate capacity of main canal(s) at diversion point(s) | 70 | Cubic Meters per Second (CMS) | [11 empty] | 0 | 0 | 0
| Actual Peak flow rate into the main canal(s) at the diversion point(s) | 65 | Cubic Meters per Second (CMS)
| Average ECe of the Irrigation Water | 1 | dS/m (same as mmho/cm) | [11 empty] | The following table computes the monthly ET, mm, using the previous table Kc and ETo values
Monthly ET of Each Crop and Area, mm
[17 empty] | Mar | Apr | May | June | July | Aug | Sept | Oct | Nov | Dec | Jan | Feb | Totals
Irrigated Crops
This worksheet has 9 tables that require inputs FOR ONE YEAR, in addition to the cells above. | [14 empty] | 1 | Paddy Rice #1 | 75 | 110 | 120 | 150 | 190 | 220 | 37.5 | 25 | 21 | 18 | 16 | 15 | 997.5
| Table 1 - Field Coefficients and Crop Threshold Ece | [13 empty] | 2 | Paddy Rice #2 | 10 | 11 | 12 | 15 | 19 | 55 | 250 | 250 | 210 | 180 | 24 | 15 | 1051
| Table 2 - Monthly ETo, mm | [13 empty] | 3 | Paddy Rice #3 | 0 | 0 | 0 | 0 | 0 | 0 | 0 | 0 | 0 | 0 | 0 | 0 | 0
| Table 3 - Surface Water Entering Command Area Boundaries | [13 empty] | 4 | Crop #4 | 10 | 11 | 72 | 120 | 152 | 176 | 200 | 175 | 105 | 18 | 16 | 15 | 1070
| Table 4 - Internal Surface Irrigation Water Sources | [13 empty] | 5 | Crop #5 | 10 | 11 | 12 | 15 | 19 | 22 | 25 | 25 | 210 | 180 | 160 | 150 | 839
| Table 5 - Hectares of Each Crop in the Command Area, by Month | [13 empty] | 6 | 0 | 0 | 0 | 0 | 0 | 0 | 0 | 0 | 0 | 0 | 0 | 0 | 0 | 0
| Table 6 - Groundwater Data | [13 empty] | 7 | 0 | 0 | 0 | 0 | 0 | 0 | 0 | 0 | 0 | 0 | 0 | 0 | 0 | 0
| Table 7 - Precipitation, effective precipitation, and deep percolation of precipitation | [13 empty] | 8 | 0 | 0 | 0 | 0 | 0 | 0 | 0 | 0 | 0 | 0 | 0 | 0 | 0 | 0
| Table 8 - Special agronomic requirements | [13 empty] | 9 | 0 | 0 | 0 | 0 | 0 | 0 | 0 | 0 | 0 | 0 | 0 | 0 | 0 | 0
| Table 9 - Crop Yields and Values | [13 empty] | 10 | 0 | 0 | 0 | 0 | 0 | 0 | 0 | 0 | 0 | 0 | 0 | 0 | 0 | 0
[15 empty] | 11 | 0 | 0 | 0 | 0 | 0 | 0 | 0 | 0 | 0 | 0 | 0 | 0 | 0 | 0
Table 1 - Field Coefficients and Crop Threshold ECe | [14 empty] | 12 | 0 | 0 | 0 | 0 | 0 | 0 | 0 | 0 | 0 | 0 | 0 | 0 | 0 | 0
|  | Threshold | [12 empty] | 13 | 0 | 0 | 0 | 0 | 0 | 0 | 0 | 0 | 0 | 0 | 0 | 0 | 0 | 0
|  | ECe | [6 empty] | Field Coefficient, Kc (based on ETo) | [5 empty] | 14 | 0 | 0 | 0 | 0 | 0 | 0 | 0 | 0 | 0 | 0 | 0 | 0 | 0 | 0
Crop # | Water year month --> |  | Mar | Apr | May | June | July | Aug | Sept | Oct | Nov | Dec | Jan | Feb | 15 | 0 | 0 | 0 | 0 | 0 | 0 | 0 | 0 | 0 | 0 | 0 | 0 | 0 | 0
| Irrigated Crop Name | dS/m | [12 empty] | 16 | 0 | 0 | 0 | 0 | 0 | 0 | 0 | 0 | 0 | 0 | 0 | 0 | 0 | 0
1 | Paddy Rice #1 | 3 | 0.75 | 1 | 1 | 1 | 1 | 1 | 0.15 | 0.1 | 0.1 | 0.1 | 0.1 | 0.1 | 17 | 0 | 0 | 0 | 0 | 0 | 0 | 0 | 0 | 0 | 0 | 0 | 0 | 0 | 0
2 | Paddy Rice #2 | 2 | 0.1 | 0.1 | 0.1 | 0.1 | 0.1 | 0.25 | 1 | 1 | 1 | 1 | 0.15 | 0.1
3 | Paddy Rice #3 | [13 empty] | MCM of ET for each irrigated field in the command area during the growing season, only
4 | Crop #4 | 2 | 0.1 | 0.1 | 0.6 | 0.8 | 0.8 | 0.8 | 0.8 | 0.7 | 0.5 | 0.1 | 0.1 | 0.1 | Crop # | Crop Desc. | Mar | Apr | May | June | July | Aug | Sept | Oct | Nov | Dec | Jan | Feb | Total
5 | Crop #5 | 1.5 | 0.1 | 0.1 | 0.1 | 0.1 | 0.1 | 0.1 | 0.1 | 0.1 | 1 | 1 | 1 | 1
6 | [14 empty] | 1 | Paddy Rice #1 | 11.25 | 16.5 | 18 | 22.5 | 28.5 | 33 | 5.625 | 0 | 0 | 0 | 0 | 0 | 135.375
7 | [14 empty] | 2 | Paddy Rice #2 | 0 | 0 | 0 | 0 | 0 | 19.25 | 87.5 | 87.5 | 73.5 | 63 | 8.4 | 0 | 339.15
8 | [14 empty] | 3 | Paddy Rice #3 | 0 | 0 | 0 | 0 | 0 | 0 | 0 | 0 | 0 | 0 | 0 | 0 | 0
9 | [14 empty] | 4 | Crop #4 | 0 | 0 | 7.2 | 12 | 15.2 | 17.6 | 20 | 17.5 | 10.5 | 0 | 0 | 0 | 100
10 | [14 empty] | 5 | Crop #5 | 0 | 0 | 0 | 0 | 0 | 0 | 0 | 0 | 10.5 | 9 | 8 | 7.5 | 35
11 | [14 empty] | 6 | 0 | 0 | 0 | 0 | 0 | 0 | 0 | 0 | 0 | 0 | 0 | 0 | 0 | 0
12 | [14 empty] | 7 | 0 | 0 | 0 | 0 | 0 | 0 | 0 | 0 | 0 | 0 | 0 | 0 | 0 | 0
13 | [14 empty] | 8 | 0 | 0 | 0 | 0 | 0 | 0 | 0 | 0 | 0 | 0 | 0 | 0 | 0 | 0
14 | [14 empty] | 9 | 0 | 0 | 0 | 0 | 0 | 0 | 0 | 0 | 0 | 0 | 0 | 0 | 0 | 0
15 | [14 empty] | 10 | 0 | 0 | 0 | 0 | 0 | 0 | 0 | 0 | 0 | 0 | 0 | 0 | 0 | 0
16 | [14 empty] | 11 | 0 | 0 | 0 | 0 | 0 | 0 | 0 | 0 | 0 | 0 | 0 | 0 | 0 | 0
17 | [14 empty] | 12 | 0 | 0 | 0 | 0 | 0 | 0 | 0 | 0 | 0 | 0 | 0 | 0 | 0 | 0
[15 empty] | 13 | 0 | 0 | 0 | 0 | 0 | 0 | 0 | 0 | 0 | 0 | 0 | 0 | 0 | 0
[15 empty] | 14 | 0 | 0 | 0 | 0 | 0 | 0 | 0 | 0 | 0 | 0 | 0 | 0 | 0 | 0
[15 empty] | 15 | 0 | 0 | 0 | 0 | 0 | 0 | 0 | 0 | 0 | 0 | 0 | 0 | 0 | 0
Table 2 - Monthly ETo values | [14 empty] | 16 | 0 | 0 | 0 | 0 | 0 | 0 | 0 | 0 | 0 | 0 | 0 | 0 | 0 | 0
| Month --> | Mar | Apr | May | June | July | Aug | Sept | Oct | Nov | Dec | Jan | Feb | Annual | 17 | 0 | 0 | 0 | 0 | 0 | 0 | 0 | 0 | 0 | 0 | 0 | 0 | 0 | 0
| Monthly ETo, mm. --> | 100 | 110 | 120 | 150 | 190 | 220 | 250 | 250 | 210 | 180 | 160 | 150 | 2090 |  | Monthly ET Totals, MCM | 11.25 | 16.5 | 25.2 | 34.5 | 43.7 | 69.85 | 113.125 | 105 | 94.5 | 72 | 16.4 | 7.5
[16 empty] | Monthly Effective Ppt Totals, MCM | 2.65 | 3.975 | 3.975 | 4.6375 | 5.3 | 5.1 | 6.375 | 3.825 | 2.8 | 1.4 | 1.4 | 0
[16 empty] | Monthly ET - Eff Rain, MCM | 8.6 | 12.525 | 21.225 | 29.8625 | 38.4 | 64.75 | 106.75 | 101.175 | 91.7 | 70.6 | 15 | 7.5
Table 3 - Surface Water Entering the Command Area Boundaries (Million Cubic Meters - MCM) and which can be used for Irrigation
| Month --> | Mar | Apr | May | June | July | Aug | Sept | Oct | Nov | Dec | Jan | Feb | Annual
| Irrigation Water Entering from outside the command area through regular canals. The MCM should be the total MCM at the original diversion point. | 20 | 30 | 40 | 50 | 60 | 70 | 80 | 80 | 80 | 70 | 40 | 40 | 660
| Other Irrigation water inflows to Command Area from External Source #2 (Define below) | 10 | 10 | 10 | 10 | 10 | 10 | 10 | 10 | 5 | 5 | 5 | 5 | 100
| Other Irrigation water inflows to Command Area from External Source #3 (Define below) | [12 empty] | 0
| Total Surface Irrigation Water Sources | 30 | 40 | 50 | 60 | 70 | 80 | 90 | 90 | 85 | 75 | 45 | 45 | 760
(ET - Effective Precipitation), MCM
| Define the External Sources of Irrigation Surface Water | [13 empty] | Irrigated Crop Name | Mar | Apr | May | June | July | Aug | Sept | Oct | Nov | Dec | Jan | Feb | Total
|  | External Source #2: | River | [11 empty] | Paddy Rice #1 | 10.5 | 15.375 | 16.875 | 21.1875 | 27 | 31.5 | 3.75 | -1.125 | -0.75 | -0.375 | -0.375 | 0 | 123.5625
|  | External Source #3: | [12 empty] | Paddy Rice #2 | -1.4 | -2.1 | -2.1 | -2.45 | -2.8 | 16.45 | 84 | 85.4 | 72.1 | 62.3 | 7.7 | 0 | 317.1
[15 empty] | Paddy Rice #3 | 0 | 0 | 0 | 0 | 0 | 0 | 0 | 0 | 0 | 0 | 0 | 0 | 0
Table 4 - Internal Surface Irrigation Water Sources (Million Cubic Meters - MCM) | [14 empty] | Crop #4 | -0.5 | -0.75 | 6.45 | 11.125 | 14.2 | 16.8 | 19 | 16.9 | 10.1 | -0.2 | -0.2 | 0 | 92.925
| ("non-canal" water could have originated from canals, but the volumes below are pumped or diverted from rivers, drains, lakes, etc.) | [13 empty] | Crop #5 | 0 | 0 | 0 | 0 | 0 | 0 | 0 | 0 | 10.25 | 8.875 | 7.875 | 7.5 | 34.5
| Month --> | Mar | Apr | May | June | July | Aug | Sept | Oct | Nov | Dec | Jan | Feb | Annual | 0 | 0 | 0 | 0 | 0 | 0 | 0 | 0 | 0 | 0 | 0 | 0 | 0 | 0
| Direct Farmer Usage of non-canal Water Inside the Command Area. | 20 | 20 | 20 | 20 | 20 | 20 | 20 | 20 | 20 | 20 | 20 | 20 | 240 | 0 | 0 | 0 | 0 | 0 | 0 | 0 | 0 | 0 | 0 | 0 | 0 | 0 | 0
| Project Authority Use of non-canal Surface Water Inside Command Area. | Mar: 10; May: 10; June: 10; July: 10; Sept: 5 | 45 | 0 | 0 | 0 | 0 | 0 | 0 | 0 | 0 | 0 | 0 | 0 | 0 | 0 | 0
| Recirculation inside Command Area | 30 | 20 | 30 | 30 | 30 | 20 | 25 | 20 | 20 | 20 | 20 | 20 | 285 | 0 | 0 | 0 | 0 | 0 | 0 | 0 | 0 | 0 | 0 | 0 | 0 | 0 | 0
[15 empty] | 0 | 0 | 0 | 0 | 0 | 0 | 0 | 0 | 0 | 0 | 0 | 0 | 0 | 0
[15 empty] | 0 | 0 | 0 | 0 | 0 | 0 | 0 | 0 | 0 | 0 | 0 | 0 | 0 | 0
Table 5 - Hectares of Each Crop in the Command Area, by Month | [14 empty] | 0 | 0 | 0 | 0 | 0 | 0 | 0 | 0 | 0 | 0 | 0 | 0 | 0 | 0
| (note - the blue numbers in the cells for each month are the Kc values that were entered earlier. An area must be entered in the blank cells for those Kc values to be used) | [13 empty] | 0 | 0 | 0 | 0 | 0 | 0 | 0 | 0 | 0 | 0 | 0 | 0 | 0 | 0
Crop # | Month of the Water Year--> | Mar | Apr | May | June | July | Aug | Sept | Oct | Nov | Dec | Jan | Feb | max. value | 0 | 0 | 0 | 0 | 0 | 0 | 0 | 0 | 0 | 0 | 0 | 0 | 0 | 0
| Crop Name | [13 empty] | 0 | 0 | 0 | 0 | 0 | 0 | 0 | 0 | 0 | 0 | 0 | 0 | 0 | 0
| Fields with no crop this month (computed value) | 65000 | 65000 | 55000 | 55000 | 55000 | 20000 | 20000 | 35000 | 30000 | 40000 | 40000 | 75000 |  | 0 | 0 | 0 | 0 | 0 | 0 | 0 | 0 | 0 | 0 | 0 | 0 | 0 | 0
[15 empty] | 0 | 0 | 0 | 0 | 0 | 0 | 0 | 0 | 0 | 0 | 0 | 0 | 0 | 0
| Paddy Rice #1 | 0.75 | 1 | 1 | 1 | 1 | 1 | 0.15 | 0.1 | 0.1 | 0.1 | 0.1 | 0.1 |  | NET NEEDED BY MONTH, MCM (not including | 8.6 | 12.525 | 21.225 | 29.8625 | 38.4 | 64.75 | 106.75 | 101.175 | 91.7 | 70.6 | 15 | 7.5 | 568.0875
1 | Paddy Rice #1 | Mar: 15000; Apr: 15000; May: 15000; June: 15000; July: 15000; Aug: 15000; Sept: 15000 | 15000 | special needs and salinity control)
| Paddy Rice #2 | 0.1 | 0.1 | 0.1 | 0.1 | 0.1 | 0.25 | 1 | 1 | 1 | 1 | 0.15 | 0.1 |  |  | Gross Needed at the Field (includes field efficiency and special rice losses of deep perc and surface runoff) - MCM
2 | Paddy Rice #2 | [5 empty] | 35000 | 35000 | 35000 | 35000 | 35000 | 35000 |  | 35000 | Irrigated Crop Name | Mar | Apr | May | June | July | Aug | Sept | Oct | Nov | Dec | Jan | Feb | Total
| Paddy Rice #3 | 0 | 0 | 0 | 0 | 0 | 0 | 0 | 0 | 0 | 0 | 0 | 0 |  | Paddy Rice #1 | 13.125 | 19.2188 | 21.0938 | 26.4844 | 33.75 | 39.375 | 4.6875 | -1.4062 | -0.9375 | -0.46875 | -0.46875 | 0 | 154.4531
3 | Paddy Rice #3 | [12 empty] | 0 | Paddy Rice #2 | -1.75 | -2.625 | -2.625 | -3.0625 | -3.5 | 20.5625 | 105 | 106.75 | 90.125 | 77.875 | 9.625 | 0 | 396.375
| Crop #4 | 0.1 | 0.1 | 0.6 | 0.8 | 0.8 | 0.8 | 0.8 | 0.7 | 0.5 | 0.1 | 0.1 | 0.1 |  | Paddy Rice #3 | 0 | 0 | 0 | 0 | 0 | 0 | 0 | 0 | 0 | 0 | 0 | 0 | 0
4 | Crop #4 |  |  | 10000 | 10000 | 10000 | 10000 | 10000 | 10000 | 10000 |  |  |  | 10000 | Crop #4 | -0.83333 | -1.25 | 10.75 | 18.5417 | 23.6667 | 28 | 31.6667 | 28.1667 | 16.8333 | -0.33333 | -0.33333 | 0 | 154.875
| Crop #5 | 0.1 | 0.1 | 0.1 | 0.1 | 0.1 | 0.1 | 0.1 | 0.1 | 1 | 1 | 1 | 1 |  | Crop #5 | 0 | 0 | 0 | 0 | 0 | 0 | 0 | 0 | 17.0833 | 14.7917 | 13.125 | 12.5 | 57.5
5 | Crop #5 | [8 empty] | 5000 | 5000 | 5000 | 5000 | 5000 | 0 | 0 | 0 | 0 | 0 | 0 | 0 | 0 | 0 | 0 | 0 | 0 | 0 | 0
| 0 | 0 | 0 | 0 | 0 | 0 | 0 | 0 | 0 | 0 | 0 | 0 | 0 |  | 0 | 0 | 0 | 0 | 0 | 0 | 0 | 0 | 0 | 0 | 0 | 0 | 0 | 0
6 | 0 | [12 empty] | 0 | 0 | 0 | 0 | 0 | 0 | 0 | 0 | 0 | 0 | 0 | 0 | 0 | 0 | 0
| 0 | 0 | 0 | 0 | 0 | 0 | 0 | 0 | 0 | 0 | 0 | 0 | 0 |  | 0 | 0 | 0 | 0 | 0 | 0 | 0 | 0 | 0 | 0 | 0 | 0 | 0 | 0
7 | 0 | [12 empty] | 0 | 0 | 0 | 0 | 0 | 0 | 0 | 0 | 0 | 0 | 0 | 0 | 0 | 0 | 0
| 0 | 0 | 0 | 0 | 0 | 0 | 0 | 0 | 0 | 0 | 0 | 0 | 0 |  | 0 | 0 | 0 | 0 | 0 | 0 | 0 | 0 | 0 | 0 | 0 | 0 | 0 | 0
8 | 0 | [12 empty] | 0 | 0 | 0 | 0 | 0 | 0 | 0 | 0 | 0 | 0 | 0 | 0 | 0 | 0 | 0
| 0 | 0 | 0 | 0 | 0 | 0 | 0 | 0 | 0 | 0 | 0 | 0 | 0 |  | 0 | 0 | 0 | 0 | 0 | 0 | 0 | 0 | 0 | 0 | 0 | 0 | 0 | 0
9 | 0 | [12 empty] | 0 | 0 | 0 | 0 | 0 | 0 | 0 | 0 | 0 | 0 | 0 | 0 | 0 | 0 | 0
| 0 | 0 | 0 | 0 | 0 | 0 | 0 | 0 | 0 | 0 | 0 | 0 | 0 |  | 0 | 0 | 0 | 0 | 0 | 0 | 0 | 0 | 0 | 0 | 0 | 0 | 0 | 0
10 | 0 | [12 empty] | 0 | 0 | 0 | 0 | 0 | 0 | 0 | 0 | 0 | 0 | 0 | 0 | 0 | 0 | 0
| 0 | 0 | 0 | 0 | 0 | 0 | 0 | 0 | 0 | 0 | 0 | 0 | 0 |  | 0 | 0 | 0 | 0 | 0 | 0 | 0 | 0 | 0 | 0 | 0 | 0 | 0 | 0
11 | 0 | [12 empty] | 0 | TOTAL GROSS NEEDED BY MONTH, MCM | 10.5417 | 15.3438 | 29.2188 | 41.9635 | 53.9167 | 87.9375 | 141.3542 | 133.5104 | 123.1042 | 91.8646 | 21.9479 | 12.5 | 763.2031
| 0 | 0 | 0 | 0 | 0 | 0 | 0 | 0 | 0 | 0 | 0 | 0 | 0 |  | before check with special requirements, and also not including salinity requirements | Gross Needed at the Field (includes field efficiency and special rice losses of deep perc and surface runoff) - MCM Feb: Computed Overall Field Irrigation Efficiency = | 74.4346
12 | 0 | [12 empty] | 0 | Maximum Gross Needed Per Month - Including Special Requirements - MCM
| 0 | 0 | 0 | 0 | 0 | 0 | 0 | 0 | 0 | 0 | 0 | 0 | 0
13 | 0 | [12 empty] | 0 | Irrigated Crop Name | Mar | Apr | May | June | July | Aug | Sept | Oct | Nov | Dec | Jan | Feb | Total
| 0 | 0 | 0 | 0 | 0 | 0 | 0 | 0 | 0 | 0 | 0 | 0 | 0 |  | Paddy Rice #1 | 20.625 | 19.2188 | 21.0938 | 26.4844 | 33.75 | 39.375 | 4.6875 | -1.4062 | -0.9375 | -0.46875 | -0.46875 | 0 | 161.9531
14 | 0 | [12 empty] | 0 | Paddy Rice #2 | -1.75 | -2.625 | -2.625 | -3.0625 | -3.5 | 20.5625 | 105 | 106.75 | 90.125 | 77.875 | 9.625 | 0 | 396.375
| 0 | 0 | 0 | 0 | 0 | 0 | 0 | 0 | 0 | 0 | 0 | 0 | 0 |  | Paddy Rice #3 | 0 | 0 | 0 | 0 | 0 | 0 | 0 | 0 | 0 | 0 | 0 | 0 | 0
15 | 0 | [12 empty] | 0 | Crop #4 | -0.83333 | -1.25 | 10.75 | 18.5417 | 23.6667 | 28 | 31.6667 | 28.1667 | 16.8333 | -0.33333 | -0.33333 | 0 | 154.875
| 0 | 0 | 0 | 0 | 0 | 0 | 0 | 0 | 0 | 0 | 0 | 0 | 0 |  | Crop #5 | 0 | 0 | 0 | 0 | 0 | 0 | 0 | 0 | 17.0833 | 14.7917 | 13.125 | 12.5 | 57.5
16 | 0 | [12 empty] | 0 | 0 | 0 | 0 | 0 | 0 | 0 | 0 | 0 | 0 | 0 | 0 | 0 | 0 | 0
| 0 | 0 | 0 | 0 | 0 | 0 | 0 | 0 | 0 | 0 | 0 | 0 | 0 |  | 0 | 0 | 0 | 0 | 0 | 0 | 0 | 0 | 0 | 0 | 0 | 0 | 0 | 0
17 | 0 | [12 empty] | 0 | 0 | 0 | 0 | 0 | 0 | 0 | 0 | 0 | 0 | 0 | 0 | 0 | 0 | 0
| Total Irrigated Cropland, Ha | 15000 | 15000 | 25000 | 25000 | 25000 | 60000 | 60000 | 45000 | 50000 | 40000 | 40000 | 5000 | 65000 | 0 | 0 | 0 | 0 | 0 | 0 | 0 | 0 | 0 | 0 | 0 | 0 | 0 | 0
[15 empty] | 0 | 0 | 0 | 0 | 0 | 0 | 0 | 0 | 0 | 0 | 0 | 0 | 0 | 0
The Groundwater data below should be provided only if wells are used within the project area. | [14 empty] | 0 | 0 | 0 | 0 | 0 | 0 | 0 | 0 | 0 | 0 | 0 | 0 | 0 | 0
[15 empty] | 0 | 0 | 0 | 0 | 0 | 0 | 0 | 0 | 0 | 0 | 0 | 0 | 0 | 0
[15 empty] | 0 | 0 | 0 | 0 | 0 | 0 | 0 | 0 | 0 | 0 | 0 | 0 | 0 | 0
Table 6 Groundwater Data (MCM) | [14 empty] | 0 | 0 | 0 | 0 | 0 | 0 | 0 | 0 | 0 | 0 | 0 | 0 | 0 | 0
| Month --> | Mar | Apr | May | June | July | Aug | Sept | Oct | Nov | Dec | Jan | Feb | Annual | 0 | 0 | 0 | 0 | 0 | 0 | 0 | 0 | 0 | 0 | 0 | 0 | 0 | 0
| Ground water pumped by farmers Inside the Command Area | Mar: 10 | 10 | 0 | 0 | 0 | 0 | 0 | 0 | 0 | 0 | 0 | 0 | 0 | 0 | 0 | 0
| Ground water pumped by the Project Authorities Inside the Command Area. | Mar: 10; Apr: 10; May: 5; June: 100; July: 5; Aug: 5 | 135 | 0 | 0 | 0 | 0 | 0 | 0 | 0 | 0 | 0 | 0 | 0 | 0 | 0 | 0
| Ground water pumped from the Aquifer, But which remains outside the Command Area | [12 empty] | 0 | TOTAL GROSS NEEDED BY MONTH, MCM | 18.0417 | 15.3438 | 29.2188 | 41.9635 | 53.9167 | 87.9375 | 141.3542 | 133.5104 | 123.1042 | 91.8646 | 21.9479 | 12.5
| Ground water pumped outside the Command Area and then brought into the command area. | May: 100 | 100 | Including special practices
| Total ground water pumped outside Command Area | 0 | 0 | 100 | 0 | 0 | 0 | 0 | 0 | 0 | 0 | 0 | 0 | 100 | Not including salinity control
| Total Ground water pumped Inside the Command Area | 20 | 10 | 5 | 100 | 5 | 5 | 0 | 0 | 0 | 0 | 0 | 0 | 245 | Maximum Monthly Value, MCM: | 141.3542
Reality Check on Groundwater Storage and Recharge:
| A. Total reported annual pump withdrawals from the aquifer = | May: 345; June: MCM |  | Examine the MCM of irrigation water needed in a year for salt removal
| B. Estimation of seepage and deep percolation of irrigation water | [13 empty] | Net mm for salt removal = previous Net*LR/(1-LR) - (Rain Deep Perc)….but not less than zero
| Your previous estimate of conveyance efficiency of external water (%): | Apr: 80; May: This estimate includes spills, seepage, and evaporation. |  |  |  |  | LR | Adj. LR | Deep Perc of | LR - DP | LR needed
| Your estimate of the % of external water that deep percolates during conveyance: | July: 15; Aug: % |  | Crop # | ET-(Effective Rain), MCM | LR/(1-LR) | Net MCM | Net MCM | Rain, MCM | MCM | MCM
| **Note: your deep percolation estimate cannot exceed: | May: 20; June: %
| Your previous est. of the convey. effic. of internal project well water (%): | Apr: 90 |  | 1 | 123.5625 | 0.076923 | 9.5048 | 9.5048 | 11.7 | -2.1952 | 0
[15 empty] | 2 | 317.1 | 0.125 | 39.6375 | 39.6375 | 27.3 | 12.3375 | 12.3375
| Est. of field irrigation efficiency computed from your earlier values: | Apr: 75.5723; May: %; June: (this is weighted between rice and other crops; you must complete Table 7 before a value is displayed) |  | 3 | 0 | 0 | 0 | 0 | 0 | 0 | 0
| Your estimate of the % of delivered water that deep percolates on-farm: | July: 20; Aug: % |  | 4 | 92.925 | 0.125 | 11.6156 | 11.6156 | 7.8 | 3.8156 | 3.8156
| **Note: your deep percolation estimate cannot exceed: | May: 24.4277; June: % |  | 5 | 34.5 | 0.18182 | 6.2727 | 6.2727 | 0.4 | 5.8727 | 5.8727
[15 empty] | 6 | 0 | 0 | 0 | 0 | 0 | 0 | 0
| Estimated surface water imports that deep percolate due to conveyance seepage | May: 114; June: MCM |  | 7 | 0 | 0 | 0 | 0 | 0 | 0 | 0
| Estimated surface water imports that deep percolate on-farm | May: 30.4; June: MCM |  | 8 | 0 | 0 | 0 | 0 | 0 | 0 | 0
[15 empty] | 9 | 0 | 0 | 0 | 0 | 0 | 0 | 0
| C. Estimate of pumped groundwater that is used for ET or special practices in the command area: | June: 12.8245; July: MCM |  | 10 | 0 | 0 | 0 | 0 | 0 | 0 | 0
| D. Recharge from surface canal water that originated outside the boundaries | June: 144.4; July: MCM |  | 11 | 0 | 0 | 0 | 0 | 0 | 0 | 0
| E. Difference (C - D). If the value > 0.0, the aquifer is considered as an external water source | June: -131.5755; July: MCM - Estimated net Aquifer contribution |  | 12 | 0 | 0 | 0 | 0 | 0 | 0 | 0
|  | May: Rough estimate of Net Aquifer Contribution as an external source:; June: 0; July: MCM |  | 13 | 0 | 0 | 0 | 0 | 0 | 0 | 0
END of the GROUNDWATER INPUT SECTION | [14 empty] | 14 | 0 | 0 | 0 | 0 | 0 | 0 | 0
Table 7 - Precipitation, effective precipitation, and deep percolation of precipitation | [14 empty] | 15 | 0 | 0 | 0 | 0 | 0 | 0 | 0
| This table requires 3 inputs for each month: | [13 empty] | 16 | 0 | 0 | 0 | 0 | 0 | 0 | 0
| A. The gross millimeters of precipitation per month. | [13 empty] | 17 | 0 | 0 | 0 | 0 | 0 | 0 | 0
| B. For each crop, an estimate of the PERCENT of the precipitation that is effective, by month. | [19 empty] | NET MCM of irrigation water needed for salt control: | 22.0259
Effective precipitation is defined for this worksheet as precipitation that is either
- Stored in the root zone of the crop for use as ET in subsequent months, or
- Is used as ET during that month…….it does NOT include deep percolation for salt removal
***All other precipitation either DEEP PERCOLATES, or RUNS OFF.
| C. For each crop, an estimate of the millimeters of deep percolation of precipitation beyond the root zone, by month. | [13 empty] | NET Needed Per Month, PLUS any special GROSS requirements - MCM
|  | Item | Mar | Apr | May | June | July | Aug | Sept | Oct | Nov | Dec | Jan | Feb | It is understood that this isn't the perfect combination (Net plus Gross) - but the "special" requirements are difficult to handle.
|  | Precipitation, mm | 20 | 30 | 30 | 35 | 40 | 40 | 50 | 30 | 20 | 10 | 10 | 0
| Crop Name | [13 empty] | Irrigated Crop Name | Mar | Apr | May | June | July | Aug | Sept | Oct | Nov | Dec | Jan | Feb | Total
Crop # | Irrigated Crops | [13 empty] | Paddy Rice #1 | 18 | 15.375 | 16.875 | 21.1875 | 27 | 31.5 | 3.75 | -1.125 | -0.75 | -0.375 | -0.375 | 0 | 131.0625
|  | ETfield, mm | 75 | 110 | 120 | 150 | 190 | 220 | 37.5 | 25 | 21 | 18 | 16 | 15 | Paddy Rice #2 | -1.4 | -2.1 | -2.1 | -2.45 | -2.8 | 16.45 | 84 | 85.4 | 72.1 | 62.3 | 7.7 | 0 | 317.1
1 | Paddy Rice #1 | % Effective precip | 25 | 25 | 25 | 25 | 25 | 25 | 25 | 25 | 25 | 25 | 25 | 25 | Paddy Rice #3 | 0 | 0 | 0 | 0 | 0 | 0 | 0 | 0 | 0 | 0 | 0 | 0 | 0
|  | Effective precip., mm | 5 | 7.5 | 7.5 | 8.75 | 10 | 10 | 12.5 | 7.5 | 5 | 2.5 | 2.5 | 0 | Crop #4 | -0.5 | -0.75 | 6.45 | 11.125 | 14.2 | 16.8 | 19 | 16.9 | 10.1 | -0.2 | -0.2 | 0 | 92.925
|  | Deep perc. of precip., mm. | 5 | 5 | 6 | 6 | 6 | 10 | 10 | 10 | 5 | 5 | 5 | 5 | Crop #5 | 0 | 0 | 0 | 0 | 0 | 0 | 0 | 0 | 10.25 | 8.875 | 7.875 | 7.5 | 34.5
|  | ETfield, mm | 10 | 11 | 12 | 15 | 19 | 55 | 250 | 250 | 210 | 180 | 24 | 15 | 0 | 0 | 0 | 0 | 0 | 0 | 0 | 0 | 0 | 0 | 0 | 0 | 0 | 0
2 | Paddy Rice #2 | % Effective precip | 20 | 20 | 20 | 20 | 20 | 20 | 20 | 20 | 20 | 20 | 20 | 20 | 0 | 0 | 0 | 0 | 0 | 0 | 0 | 0 | 0 | 0 | 0 | 0 | 0 | 0
|  | Effective precip., mm | 4 | 6 | 6 | 7 | 8 | 8 | 10 | 6 | 4 | 2 | 2 | 0 | 0 | 0 | 0 | 0 | 0 | 0 | 0 | 0 | 0 | 0 | 0 | 0 | 0 | 0
|  | Deep perc. of precip., mm. | 5 | 5 | 6 | 6 | 6 | 10 | 10 | 10 | 5 | 5 | 5 | 5 | 0 | 0 | 0 | 0 | 0 | 0 | 0 | 0 | 0 | 0 | 0 | 0 | 0 | 0
|  | ETfield, mm | 0 | 0 | 0 | 0 | 0 | 0 | 0 | 0 | 0 | 0 | 0 | 0 | 0 | 0 | 0 | 0 | 0 | 0 | 0 | 0 | 0 | 0 | 0 | 0 | 0 | 0
3 | Paddy Rice #3 | % Effective precip | [12 empty] | 0 | 0 | 0 | 0 | 0 | 0 | 0 | 0 | 0 | 0 | 0 | 0 | 0 | 0
|  | Effective precip., mm | 0 | 0 | 0 | 0 | 0 | 0 | 0 | 0 | 0 | 0 | 0 | 0 | 0 | 0 | 0 | 0 | 0 | 0 | 0 | 0 | 0 | 0 | 0 | 0 | 0 | 0
|  | Deep perc. of precip., mm. | [12 empty] | 0 | 0 | 0 | 0 | 0 | 0 | 0 | 0 | 0 | 0 | 0 | 0 | 0 | 0
|  | ETfield, mm | 10 | 11 | 72 | 120 | 152 | 176 | 200 | 175 | 105 | 18 | 16 | 15 | 0 | 0 | 0 | 0 | 0 | 0 | 0 | 0 | 0 | 0 | 0 | 0 | 0 | 0
4 | Crop #4 | % Effective precip | 25 | 25 | 25 | 25 | 25 | 20 | 20 | 20 | 20 | 20 | 20 | 20 | 0 | 0 | 0 | 0 | 0 | 0 | 0 | 0 | 0 | 0 | 0 | 0 | 0 | 0
|  | Effective precip., mm | 5 | 7.5 | 7.5 | 8.75 | 10 | 8 | 10 | 6 | 4 | 2 | 2 | 0 | 0 | 0 | 0 | 0 | 0 | 0 | 0 | 0 | 0 | 0 | 0 | 0 | 0 | 0
|  | Deep perc. of precip., mm. | 5 | 5 | 6 | 6 | 6 | 10 | 10 | 10 | 5 | 5 | 5 | 5 | 0 | 0 | 0 | 0 | 0 | 0 | 0 | 0 | 0 | 0 | 0 | 0 | 0 | 0
|  | ETfield, mm | 10 | 11 | 12 | 15 | 19 | 22 | 25 | 25 | 210 | 180 | 160 | 150 | TOTAL by MONTH: | 16.1 | 12.525 | 21.225 | 29.8625 | 38.4 | 64.75 | 106.75 | 101.175 | 91.7 | 70.6 | 15 | 7.5 | 575.5875
5 | Crop #5 | % Effective precip | [8 empty] | 25 | 25 | 25 | 25 |  | Feb: 575.5875
|  | Effective precip., mm | 0 | 0 | 0 | 0 | 0 | 0 | 0 | 0 | 5 | 2.5 | 2.5 | 0 | Maximum monthly value, MCM: | Mar: 575.5875
|  | Deep perc. of precip., mm. | [8 empty] | 2 | 2 | 2 | 2
|  | ETfield, mm | 0 | 0 | 0 | 0 | 0 | 0 | 0 | 0 | 0 | 0 | 0 | 0
6 | 0 | % Effective precip | [12 empty] | Item | Mar | Apr | May | June | July | Aug | Sept | Oct | Nov | Dec | Jan | Feb | Total
|  | Effective precip., mm | 0 | 0 | 0 | 0 | 0 | 0 | 0 | 0 | 0 | 0 | 0 | 0 | MCM ppt on irrigated fields in command | 16 | 24 | 24 | 28 | 32 | 32 | 40 | 24 | 16 | 8 | 8 | 0 | 0
Deep perc. of precip., mm.
|  | ETfield, mm | 0 | 0 | 0 | 0 | 0 | 0 | 0 | 0 | 0 | 0 | 0 | 0 | MCM effective ppt on irrig land in command | 2.65 | 3.975 | 3.975 | 4.6375 | 5.3 | 5.1 | 6.375 | 3.825 | 2.8 | 1.4 | 1.4 | 0 | 0
7 | 0 | % Effective precip
|  | Effective precip., mm | 0 | 0 | 0 | 0 | 0 | 0 | 0 | 0 | 0 | 0 | 0 | 0
|  | Deep perc. of precip., mm. | [12 empty] | MCM of effective ppt.
|  | ETfield, mm | 0 | 0 | 0 | 0 | 0 | 0 | 0 | 0 | 0 | 0 | 0 | 0 | Crop # | Max Ha this year | Mar | Apr | May | June | July | Aug | Sept | Oct | Nov | Dec | Jan | Feb
8 | 0 | % Effective precip | [12 empty] | 1 | 15000 | 0.75 | 1.125 | 1.125 | 1.3125 | 1.5 | 1.5 | 1.875 | 1.125 | 0.75 | 0.375 | 0.375 | 0 | Total
|  | Effective precip., mm | 0 | 0 | 0 | 0 | 0 | 0 | 0 | 0 | 0 | 0 | 0 | 0 | 2 | 35000 | 1.4 | 2.1 | 2.1 | 2.45 | 2.8 | 2.8 | 3.5 | 2.1 | 1.4 | 0.7 | 0.7 | 0 | 22.05
|  | Deep perc. of precip., mm. | [12 empty] | 3 | 0 | 0 | 0 | 0 | 0 | 0 | 0 | 0 | 0 | 0 | 0 | 0 | 0 | 0
|  | ETfield, mm | 0 | 0 | 0 | 0 | 0 | 0 | 0 | 0 | 0 | 0 | 0 | 0 | 4 | 10000 | 0.5 | 0.75 | 0.75 | 0.875 | 1 | 0.8 | 1 | 0.6 | 0.4 | 0.2 | 0.2 | 0 | 7.075
9 | 0 | % Effective precip | [12 empty] | 5 | 5000 | 0 | 0 | 0 | 0 | 0 | 0 | 0 | 0 | 0.25 | 0.125 | 0.125 | 0 | 0.5
|  | Effective precip., mm | 0 | 0 | 0 | 0 | 0 | 0 | 0 | 0 | 0 | 0 | 0 | 0 | 6 | 0 | 0 | 0 | 0 | 0 | 0 | 0 | 0 | 0 | 0 | 0 | 0 | 0 | 0
|  | Deep perc. of precip., mm. | [12 empty] | 7 | 0 | 0 | 0 | 0 | 0 | 0 | 0 | 0 | 0 | 0 | 0 | 0 | 0 | 0
|  | ETfield, mm | 0 | 0 | 0 | 0 | 0 | 0 | 0 | 0 | 0 | 0 | 0 | 0 | 8 | 0 | 0 | 0 | 0 | 0 | 0 | 0 | 0 | 0 | 0 | 0 | 0 | 0 | 0
10 | 0 | % Effective precip | [12 empty] | 9 | 0 | 0 | 0 | 0 | 0 | 0 | 0 | 0 | 0 | 0 | 0 | 0 | 0 | 0
|  | Effective precip., mm | 0 | 0 | 0 | 0 | 0 | 0 | 0 | 0 | 0 | 0 | 0 | 0 | 10 | 0 | 0 | 0 | 0 | 0 | 0 | 0 | 0 | 0 | 0 | 0 | 0 | 0 | 0
|  | Deep perc. of precip., mm. | [12 empty] | 11 | 0 | 0 | 0 | 0 | 0 | 0 | 0 | 0 | 0 | 0 | 0 | 0 | 0 | 0
|  | ETfield, mm | 0 | 0 | 0 | 0 | 0 | 0 | 0 | 0 | 0 | 0 | 0 | 0 | 12 | 0 | 0 | 0 | 0 | 0 | 0 | 0 | 0 | 0 | 0 | 0 | 0 | 0 | 0
11 | 0 | % Effective precip | [12 empty] | 13 | 0 | 0 | 0 | 0 | 0 | 0 | 0 | 0 | 0 | 0 | 0 | 0 | 0 | 0
|  | Effective precip., mm | 0 | 0 | 0 | 0 | 0 | 0 | 0 | 0 | 0 | 0 | 0 | 0 | 14 | 0 | 0 | 0 | 0 | 0 | 0 | 0 | 0 | 0 | 0 | 0 | 0 | 0 | 0
|  | Deep perc. of precip., mm. | [12 empty] | 15 | 0 | 0 | 0 | 0 | 0 | 0 | 0 | 0 | 0 | 0 | 0 | 0 | 0 | 0
|  | ETfield, mm | 0 | 0 | 0 | 0 | 0 | 0 | 0 | 0 | 0 | 0 | 0 | 0 | 16 | 0 | 0 | 0 | 0 | 0 | 0 | 0 | 0 | 0 | 0 | 0 | 0 | 0 | 0
12 | 0 | % Effective precip | [12 empty] | 17 | 0 | 0 | 0 | 0 | 0 | 0 | 0 | 0 | 0 | 0 | 0 | 0 | 0 | 0
|  | Effective precip., mm | 0 | 0 | 0 | 0 | 0 | 0 | 0 | 0 | 0 | 0 | 0 | 0 | [14 empty] | 0
Deep perc. of precip., mm.
|  | ETfield, mm | 0 | 0 | 0 | 0 | 0 | 0 | 0 | 0 | 0 | 0 | 0 | 0
13 | 0 | % Effective precip
|  | Effective precip., mm | 0 | 0 | 0 | 0 | 0 | 0 | 0 | 0 | 0 | 0 | 0 | 0 | MCM of special agronomic requirements
|  | Deep perc. of precip., mm. | [12 empty] | TOTALS: | 7.5 | 0 | 0 | 35 | 0 | 0 | 0 | 0 | 0 | 0 | 0 | 0
|  | ETfield, mm | 0 | 0 | 0 | 0 | 0 | 0 | 0 | 0 | 0 | 0 | 0 | 0 | Crop | Mar | Apr | May | June | July | Aug | Sept | Oct | Nov | Dec | Jan | Feb | Total
14 | 0 | % Effective precip | [12 empty] | 1 | 7.5 | 0 | 0 | 0 | 0 | 0 | 0 | 0 | 0 | 0 | 0 | 0 | 35
|  | Effective precip., mm | 0 | 0 | 0 | 0 | 0 | 0 | 0 | 0 | 0 | 0 | 0 | 0 | 2 | 0 | 0 | 0 | 35 | 0 | 0 | 0 | 0 | 0 | 0 | 0 | 0 | 0
|  | Deep perc. of precip., mm. | [12 empty] | 3 | 0 | 0 | 0 | 0 | 0 | 0 | 0 | 0 | 0 | 0 | 0 | 0 | 0
|  | ETfield, mm | 0 | 0 | 0 | 0 | 0 | 0 | 0 | 0 | 0 | 0 | 0 | 0 | 4 | 0 | 0 | 0 | 0 | 0 | 0 | 0 | 0 | 0 | 0 | 0 | 0 | 0
15 | 0 | % Effective precip | [12 empty] | 5 | 0 | 0 | 0 | 0 | 0 | 0 | 0 | 0 | 0 | 0 | 0 | 0 | 0
|  | Effective precip., mm | 0 | 0 | 0 | 0 | 0 | 0 | 0 | 0 | 0 | 0 | 0 | 0 | 6 | 0 | 0 | 0 | 0 | 0 | 0 | 0 | 0 | 0 | 0 | 0 | 0 | 0
|  | Deep perc. of precip., mm. | [12 empty] | 7 | 0 | 0 | 0 | 0 | 0 | 0 | 0 | 0 | 0 | 0 | 0 | 0 | 0
|  | ETfield, mm | 0 | 0 | 0 | 0 | 0 | 0 | 0 | 0 | 0 | 0 | 0 | 0 | 8 | 0 | 0 | 0 | 0 | 0 | 0 | 0 | 0 | 0 | 0 | 0 | 0 | 0
16 | 0 | % Effective precip | [12 empty] | 9 | 0 | 0 | 0 | 0 | 0 | 0 | 0 | 0 | 0 | 0 | 0 | 0 | 0
|  | Effective precip., mm | 0 | 0 | 0 | 0 | 0 | 0 | 0 | 0 | 0 | 0 | 0 | 0 | 10 | 0 | 0 | 0 | 0 | 0 | 0 | 0 | 0 | 0 | 0 | 0 | 0 | 0
|  | Deep perc. of precip., mm. | [12 empty] | 11 | 0 | 0 | 0 | 0 | 0 | 0 | 0 | 0 | 0 | 0 | 0 | 0 | 0
|  | ETfield, mm | 0 | 0 | 0 | 0 | 0 | 0 | 0 | 0 | 0 | 0 | 0 | 0 | 12 | 0 | 0 | 0 | 0 | 0 | 0 | 0 | 0 | 0 | 0 | 0 | 0 | 0
17 | 0 | % Effective precip | [12 empty] | 13 | 0 | 0 | 0 | 0 | 0 | 0 | 0 | 0 | 0 | 0 | 0 | 0 | 0
|  | Effective precip., mm | 0 | 0 | 0 | 0 | 0 | 0 | 0 | 0 | 0 | 0 | 0 | 0 | 14 | 0 | 0 | 0 | 0 | 0 | 0 | 0 | 0 | 0 | 0 | 0 | 0 | 0
|  | Deep perc. of precip., mm. | [12 empty] | 15 | 0 | 0 | 0 | 0 | 0 | 0 | 0 | 0 | 0 | 0 | 0 | 0 | 0
Table 8 - Special agronomic requirements (mm) | [14 empty] | 16 | 0 | 0 | 0 | 0 | 0 | 0 | 0 | 0 | 0 | 0 | 0 | 0 | 0
[15 empty] | 17 | 0 | 0 | 0 | 0 | 0 | 0 | 0 | 0 | 0 | 0 | 0 | 0 | 42.5
Some crops have special irrigation requirements at a specific time of the year. | [14 empty] | Total by Month: | 7.5 | 0 | 0 | 35 | 0 | 0 | 0 | 0 | 0 | 0 | 0 | 0 | 77.5
For example, rice fields may need to be flooded prior to transplanting or planting.
Cotton fields may need to be "pre-irrigated" - that is, irrigated prior to planting.
These special requirements may require a much higher project irrigation water demand than what is expected if one just examines
evapotranspiration requirements. However, they do NOT include any leaching requirements for salinity control.
**The units of the input values for Table 8 are millimeters. They should represent the gross millimeters needed IN ADDITION TO
any ET requirements (minus effective rainfall). These should be "gross" values at the field,
but should not include any conveyance losses that are necessary to transport the water to the field.
Insert mm. values for this year. There may be no entries in this table, depending upon the crops and practices.
Special Needs, mm. of Irrigation Water
| Irrigated Crop Description | Mar | Apr | May | June | July | Aug | Sept | Oct | Nov | Dec | Jan | Feb
1 | Paddy Rice #1 | Mar: 50
2 | Paddy Rice #2 | Special Needs, mm. of Irrigation Water June: 100
3 | Paddy Rice #3
4 | Crop #4
5 | Crop #5
6 | 0
7 | 0
8 | 0
9 | 0
10 | 0
11 | 0
12 | 0
13 | 0
14 | 0
15 | 0
16 | 0
17 | 0
Table 9 - Crop Yields and Values
| Exchange rate - $US/(local currency) : | Mar: 0.25
| Irrigated Crop Name | Mar: Typical yield, metric tons/ha; Apr: Farmgate selling price, Local currency/ metric ton; May: hectares; Special Needs, mm. of Irrigation Water June: Gross tonnage/yr; Special Needs, mm. of Irrigation Water July: Value of agricultural production, $US/yr
1 | Paddy Rice #1 | Mar: 4; Apr: 900; May: 15000; Special Needs, mm. of Irrigation Water June: 60000; Special Needs, mm. of Irrigation Water July: 13500000
2 | Paddy Rice #2 | Mar: 4.5; Apr: 820; May: 35000; Special Needs, mm. of Irrigation Water June: 157500; Special Needs, mm. of Irrigation Water July: 32287500
3 | Paddy Rice #3 | May: 0; Special Needs, mm. of Irrigation Water June: 0; Special Needs, mm. of Irrigation Water July: 0
4 | Crop #4 | Mar: 1.5; Apr: 1800; May: 10000; Special Needs, mm. of Irrigation Water June: 15000; Special Needs, mm. of Irrigation Water July: 6750000
5 | Crop #5 | Mar: 2; Apr: 2400; May: 5000; Special Needs, mm. of Irrigation Water June: 10000; Special Needs, mm. of Irrigation Water July: 6000000
6 | 0 | May: 0; Special Needs, mm. of Irrigation Water June: 0; Special Needs, mm. of Irrigation Water July: 0
7 | 0 | May: 0; Special Needs, mm. of Irrigation Water June: 0; Special Needs, mm. of Irrigation Water July: 0
8 | 0 | May: 0; Special Needs, mm. of Irrigation Water June: 0; Special Needs, mm. of Irrigation Water July: 0
9 | 0 | May: 0; Special Needs, mm. of Irrigation Water June: 0; Special Needs, mm. of Irrigation Water July: 0
10 | 0 | May: 0; Special Needs, mm. of Irrigation Water June: 0; Special Needs, mm. of Irrigation Water July: 0
11 | 0 | May: 0; Special Needs, mm. of Irrigation Water June: 0; Special Needs, mm. of Irrigation Water July: 0
12 | 0 | May: 0; Special Needs, mm. of Irrigation Water June: 0; Special Needs, mm. of Irrigation Water July: 0
13 | 0 | May: 0; Special Needs, mm. of Irrigation Water June: 0; Special Needs, mm. of Irrigation Water July: 0
14 | 0 | May: 0; Special Needs, mm. of Irrigation Water June: 0; Special Needs, mm. of Irrigation Water July: 0
15 | 0 | May: 0; Special Needs, mm. of Irrigation Water June: 0; Special Needs, mm. of Irrigation Water July: 0
16 | 0 | May: 0; Special Needs, mm. of Irrigation Water June: 0; Special Needs, mm. of Irrigation Water July: 0
17 | 0 | May: 0; Special Needs, mm. of Irrigation Water June: 0; Special Needs, mm. of Irrigation Water July: 0
[5 empty] | Total annual value ($US) | 58537500

## 4. External Indicators
[6 empty] | Year 1, Monthly --> | [11 empty] | Year 2, Monthly --> | [11 empty] | Year 3, Monthly -->
Item Description | Units | 2001 | Value used | Est. CI |  | Mar | Apr | May | June | July | Aug | Sept | Oct | Nov | Dec | Jan | Feb | #REF! | #REF! | #REF! | #REF! | #REF! | #REF! | #REF! | #REF! | #REF! | #REF! | #REF! | #REF! | #REF! | #REF! | #REF! | #REF! | #REF! | #REF! | #REF! | #REF! | #REF! | #REF! | #REF! | #REF!
Stated Efficiencies |  |  |  | %/100
Stated conveyance efficiency of imported canal water (accounts for seepage and spills and tail end flows) | % | 80 | 80 | 0.2 | 1
Weighted field irrigation efficiency from stated efficiencies | % | 75.5723 | 75.5723 | 0.25 | 1
Areas
Physical area of irrigated cropland in the command area (not including multiple cropping) | Ha | 80000 | 80000 | 0.05 | 1
Irrigated crop area in the command area, including multiple cropping | Ha | 65000 | 65000 | 0.07 | 1 | 15000 | 15000 | 25000 | 25000 | 25000 | 60000 | 60000 | 45000 | 50000 | 40000 | 40000 | 5000 | #REF! | #REF! | #REF! | #REF! | #REF! | #REF! | #REF! | #REF! | #REF! | #REF! | #REF! | #REF! | #REF! | #REF! | #REF! | #REF! | #REF! | #REF! | #REF! | #REF! | #REF! | #REF! | #REF! | #REF!
Cropping intensity in the command area including double cropping | none | 0.8125 | 0.8125 | 0.086041 | 1
External sources of water for the command area
Surface irrigation water inflow from outside the command area (gross at diversion and entry points) | MCM | 760 | 760 | 0.15 | 1 | 30 | 40 | 50 | 60 | 70 | 80 | 90 | 90 | 85 | 75 | 45 | 45 | #REF! | #REF! | #REF! | #REF! | #REF! | #REF! | #REF! | #REF! | #REF! | #REF! | #REF! | #REF! | #REF! | #REF! | #REF! | #REF! | #REF! | #REF! | #REF! | #REF! | #REF! | #REF! | #REF! | #REF!
Gross precipitation in the irrigated fields in the command area | MCM | 252 | 252 | 0.1 | 1 | 16 | 24 | 24 | 28 | 32 | 32 | 40 | 24 | 16 | 8 | 8 | 0 | #REF! | #REF! | #REF! | #REF! | #REF! | #REF! | #REF! | #REF! | #REF! | #REF! | #REF! | #REF! | #REF! | #REF! | #REF! | #REF! | #REF! | #REF! | #REF! | #REF! | #REF! | #REF! | #REF! | #REF!
Effective precipitation to irrigated fields (not including salinity removal) | MCM | 41.4375 | 41.4375 | 0.25 | 1 | 2.65 | 3.975 | 3.975 | 4.6375 | 5.3 | 5.1 | 6.375 | 3.825 | 2.8 | 1.4 | 1.4 | 0 | #REF! | #REF! | #REF! | #REF! | #REF! | #REF! | #REF! | #REF! | #REF! | #REF! | #REF! | #REF! | #REF! | #REF! | #REF! | #REF! | #REF! | #REF! | #REF! | #REF! | #REF! | #REF! | #REF! | #REF!
Net aquifer withdrawl due to irrigation in the command area | MCM | 0 | 0 | 0.1044 | 0
Total external water supply for the project - including gross ppt. and net aquifer withdrawl, but excluding internal recirculation | MCM | 1012 | 1012 | 0.14283 | 1 | 46 | 64 | 74 | 88 | 102 | 112 | 130 | 114 | 101 | 83 | 53 | 45 | #REF! | #REF! | #REF! | #REF! | #REF! | #REF! | #REF! | #REF! | #REF! | #REF! | #REF! | #REF! | #REF! | #REF! | #REF! | #REF! | #REF! | #REF! | #REF! | #REF! | #REF! | #REF! | #REF! | #REF!
Total external irrigation supply for the project | MCM | 760 | 760 | 0.15
"Internal" Water Sources
Internal surface water recirculation by farmer or project in command area | MCM | 285 | 285 | 0.2 | 1 | 30 | 20 | 30 | 30 | 30 | 20 | 25 | 20 | 20 | 20 | 20 | 20 | #REF! | #REF! | #REF! | #REF! | #REF! | #REF! | #REF! | #REF! | #REF! | #REF! | #REF! | #REF! | #REF! | #REF! | #REF! | #REF! | #REF! | #REF! | #REF! | #REF! | #REF! | #REF! | #REF! | #REF!
Gross groundwater pumped by farmers within command area | MCM | 10 | 10 | 0.2 | 1 | 10 | 0 | 0 | 0 | 0 | 0 | 0 | 0 | 0 | 0 | 0 | 0 | #REF! | #REF! | #REF! | #REF! | #REF! | #REF! | #REF! | #REF! | #REF! | #REF! | #REF! | #REF! | #REF! | #REF! | #REF! | #REF! | #REF! | #REF! | #REF! | #REF! | #REF! | #REF! | #REF! | #REF!
Groundwater pumped by Project Authorities and applied to the command area | MCM | 235 | 235 | 0.1
Gross total annual volume of project authority irrigation supply. | MCM | 1040 | 1040 | 0.11698
Total groundwater pumped and dedicated to the command area | MCM | 245 | 245 | 0.096265
Groundwater pumped by Project Authorities and applied to the command area, minus net groundwater withdrawl (this is to avoid double counting. Also, all of net is applied to this term, although some might be applied to farmers) | MCM | 235 | 235 | 0.1 | 1 | 10 | 10 | 5 | 100 | 5 | 5 | 0 | 0 | 0 | 0 | 0 | 0 | #REF! | #REF! | #REF! | #REF! | #REF! | #REF! | #REF! | #REF! | #REF! | #REF! | #REF! | #REF! | #REF! | #REF! | #REF! | #REF! | #REF! | #REF! | #REF! | #REF! | #REF! | #REF! | #REF! | #REF!
Estimated total gross internal surface water + groundwater | MCM | 530 | 530 | 0.11639 | 1
Irrigation water delivered to users
Internal authority water sources are stated to have a conveyance efficiency of: | % | 90 | 90 | 0.2 | 1
Delivery of external surface irrigation water to users - using stated conveyance efficiency | MCM | 608 | 608 | 0.25045 | 1 | 24 | 32 | 40 | 48 | 56 | 64 | 72 | 72 | 68 | 60 | 36 | 36 | #REF! | #REF! | #REF! | #REF! | #REF! | #REF! | #REF! | #REF! | #REF! | #REF! | #REF! | #REF! | #REF! | #REF! | #REF! | #REF! | #REF! | #REF! | #REF! | #REF! | #REF! | #REF! | #REF! | #REF!
All other irrigation water to users (surface recirculation plus all well pumping, with stated conveyance efficiencies, using 100% for farmer pumping and farmer surface diversions) | MCM | 492 | 492 | 0.22383 | 1 | 45 | 27 | 31.5 | 117 | 31.5 | 22.5 | 22.5 | 18 | 18 | 18 | 18 | 18 | #VALUE! | #VALUE! | #VALUE! | #VALUE! | #VALUE! | #VALUE! | #VALUE! | #VALUE! | #VALUE! | #VALUE! | #VALUE! | #VALUE! | #VALUE! | #VALUE! | #VALUE! | #VALUE! | #VALUE! | #VALUE! | #VALUE! | #VALUE! | #VALUE! | #VALUE! | #VALUE! | #VALUE!
Total irrigation water deliveries to users (external surface irrigation water + internal diversions and pumping water sources), reduced for conveyance efficiencies | MCM | 1100 | 1100 | 0.17084 | 1 | 69 | 59 | 71.5 | 165 | 87.5 | 86.5 | 94.5 | 90 | 86 | 78 | 54 | 54 | #REF! | #REF! | #REF! | #REF! | #REF! | #REF! | #REF! | #REF! | #REF! | #REF! | #REF! | #REF! | #REF! | #REF! | #REF! | #REF! | #REF! | #REF! | #REF! | #REF! | #REF! | #REF! | #REF! | #REF!
Total irrigation water (internal plus external) - just for intermed. value | MCM | 1290 | 1290 | 0.10048
Overall conveyance efficiency of project authority delivered water | % | 81.7308 | 81.7308 | 0.19838
Net Field Irrigation requirements
ET of irrigated fields in the command area | MCM | 609.525 | 609.525 | 0.2 | 1 | 11.25 | 16.5 | 25.2 | 34.5 | 43.7 | 69.85 | 113.125 | 105 | 94.5 | 72 | 16.4 | 7.5 | #REF! | #REF! | #REF! | #REF! | #REF! | #REF! | #REF! | #REF! | #REF! | #REF! | #REF! | #REF! | #REF! | #REF! | #REF! | #REF! | #REF! | #REF! | #REF! | #REF! | #REF! | #REF! | #REF! | #REF!
ET of irrigation water in the command area (ET - effective precipitation) | MCM | 568.0875 | 568.0875 | 0.18794 | 1 | 8.6 | 12.525 | 21.225 | 29.8625 | 38.4 | 64.75 | 106.75 | 101.175 | 91.7 | 70.6 | 15 | 7.5 | #REF! | #REF! | #REF! | #REF! | #REF! | #REF! | #REF! | #REF! | #REF! | #REF! | #REF! | #REF! | #REF! | #REF! | #REF! | #REF! | #REF! | #REF! | #REF! | #REF! | #REF! | #REF! | #REF! | #REF!
Irrigation water needed for salinity control (net) | MCM | 22.0259 | 22.0259 | 0.24433 | 1 | 0.33344 | 0.48562 | 0.82293 | 1.1578 | 1.4888 | 2.5105 | 4.1389 | 3.9228 | 3.5554 | 2.7373 | 0.58158 | 0.29079 | #REF! | #REF! | #REF! | #REF! | #REF! | #REF! | #REF! | #REF! | #REF! | #REF! | #REF! | #REF! | #REF! | #REF! | #REF! | #REF! | #REF! | #REF! | #REF! | #REF! | #REF! | #REF! | #REF! | #REF!
Irrigation water needed for special practices | MCM | 42.5 | 42.5 | 0.15 | 1 | 7.5 | 0 | 0 | 35 | 0 | 0 | 0 | 0 | 0 | 0 | 0 | 0 | #REF! | #REF! | #REF! | #REF! | #REF! | #REF! | #REF! | #REF! | #REF! | #REF! | #REF! | #REF! | #REF! | #REF! | #REF! | #REF! | #REF! | #REF! | #REF! | #REF! | #REF! | #REF! | #REF! | #REF!
Total NET irrigation water requirements (ET - eff ppt + salt control + special practices) | MCM | 632.6134 | 632.6134 | 0.16911 | 1 | 16.4334 | 13.0106 | 22.0479 | 66.0203 | 39.8888 | 67.2605 | 110.8889 | 105.0978 | 95.2554 | 73.3373 | 15.5816 | 7.7908 | #REF! | #REF! | #REF! | #REF! | #REF! | #REF! | #REF! | #REF! | #REF! | #REF! | #REF! | #REF! | #REF! | #REF! | #REF! | #REF! | #REF! | #REF! | #REF! | #REF! | #REF! | #REF! | #REF! | #REF!
Other Key Values
Flow rate capacity of main canal(s) at diversion point(s) | cms | 70 | 70 | 0.1 | 1
Actual peak flow rate of the main canal(s) at diversion point(s) this year | cms | 65 | 65 | 0.15 | 1
Peak NET irrigation requirement for field, including any special requirements | cms | 42.8031 | 42.8031 | 0.20293 | 1
Peak GROSS irrigation requirement, including all inefficiencies | cms | 93.0336 | 93.0336 | 0.2264 | 1
ANNUAL or One-Time External INDICATORS for the Command Area
Peak liters/sec/ha of surface irrigation inflows to canal(s) this year | LPS/Ha | 0.8125 | 0.8125 | 0.15816 | 1
RWS Relative water supply for the irrigated part of the command area (Total external water supply)/(Field ET during growing seasons + water for salt control - Effective precipitation) | none | 1.5997 | 1.5997 | 0.22169 | 1
Annual Command Area Irrigation Efficiency [100 x (Crop ET + Leaching needs - Effective ppt)/(Surface irrigation diversions + Net groundwater)] | % | 83.2386 | 83.2386 | 0.2264 | 1
Field Irrigation Efficiency (computed) = [Crop ET-Effective ppt + LR water]/[Total Water Delivered to Users] x 100 | % | 57.5103 | 57.5103 | 0.24082 | 1
RGCC - Relative Gross Canal Capacity - (Peak Monthly Net Irrigation Requirement)/(Main Canal Capacity) | none | 0.61147 | 0.61147 | 0.22646 | 1
RACF - Relative Actual Canal Flow - (Peak Monthly Net Irrigation Requirement)/(Peak Main Canal Flow Rate) | none | 0.65851 | 0.65851 | 0.25281 | 1
Gross annual tonnage of agricultural production by crop type | m Tons | see Table 9 on each INPUT worksheet (1-3)
Total annual value of agricultural production | $ US | 58537500 | 58537500 | 0.2 | 1

## 5. Project Office Questions
Project Name:
Example Project
Date:
October 20 2002
General Project Conditions
| Average net farm size (ha) | 2
| Number of water users | 40000
| Typical field size, ha | 0.75
Number of offtakes (turnouts) that are physically operated by paid employees. These can be of any size.
| By employees of the government or umbrella organization | 1500
| By employees of water user associations - within their boundaries | 10000
| Land consolidation (or rectangular fields) exists on what % of the project area? | 0%
| Canal water supplies what drinking water to what % of the people living in the project area? | 5
Ownership of land, % of total
| owned and operated by farmers | 100
farmed by tenants on private ground
owned by government or cooperative
percent rented land
| Check: This value should equal 100 after the question above is answered. | 100
Field irrigation description
% of land with sprinklers
% of land with drip
| % of land with surface irrigation | 100
| Check: This value should equal 100 after the question above is answered. | 100
Water Supply
| Water source (river, reservoir, wells - write in the answer) | River
| Live Storage Capacity of Reservoir, million cubic meters (MCM) | 800
| Times/year the majority of system is shut down without water | 2
| Typical total annual duration of canal system shutdown, days | 10
Provide an answer to the most applicable of the 2 questions below:
| 1. What is the volume of gross irrigation water officially allocated to the project, per year, mcm | 900
or, 2. What is the maximum flow rate officially allocated to the project, (cms)
| On the average, what percentage of this allocation is provided? (%) | 95
Ownership (Define by terms such as "country", "state", "project", or "farmer")
| Main canals | Country
| Secondary canals | Country
| 3rd Level | Country
| Distributaries to individual fields | Farmer
| Water | Country
Currency
| Name of currency used in the budgets below: | Peso
| Exchange rate: (US Dollar)/(Local currency) | 0.25
Umbrella Water User Association (WUA)
| Do the individual WUAs also belong to a larger, project-level WUA? (Yes/No) | Yes
| If so, does the larger, project-level WUA operate the main canals? (Yes/No) | Yes
Project Budget - Does not include Water User Associations, unless a WUA operates the main canal(s)
Annual Project Budget (average over the last 5 years)
| Total salaries (Local currency/year) | 2000000
| Improvement of structures, modernization (including salaries) - local currency/year | 500000
| Maintenance (including salaries and external contracts) - local currency/yr | 1500000
| Rehabilitation (including salaries and external contracts) - local currency/yr | 1200000
| Other Operation (including salaries and external contracts) - local currency/yr | 2500000
| Administration and other (including salaries and external contracts) - local currency/yr | 1000000
| Total annual budget - sum of previous 5 items (Local currency/year) | 6700000
Sources of the Project Budget (average over the last 5 years), % from each source
| Country or State Government | 50
| Foreign | 5
| Fees from Water User Associations or Farmers (computed from later WUA data) | 44.7761
| Check: This value should equal 100 after the "Country" and "Foreign" answers are given. | 99.7761
Employees
| Professional, permanent employees (college degrees and well-trained technicians) | 20
| Professional employees that are temporary or contract - equivalent number | 3
| Non-professional, permanent employees | 60
| Non-professional employees that are temporary or contract - equivalent number | 60
| Total number of full time equivalent employees | 143
| Average years a typical professional employee works for the project (anticipated) | 5
| How many of the operation staff actually work in the field? | 60
Salaries - include bonus and the equivalent costs of houses and other benefits provided.
| Professional, senior admin, (Local currency/year) | 100000
| Professional, engineer (Local currency/year) | 80000
| Non-professional - canal operators, (Local currency/year) | 30000
| Day laborers, (Local currency/year) | 20000
| What percentage of the total project (including WUA) Operation and Maintenance (O&M) is collected as in-kind services, and/or water fees from water users? (calculated value from WUA worksheet) | 71.0059
| Calculated Indicator of O&M sources (automatic computation) | 2
| What percentage of the total budget (project and WUA) is spent on modernization of the water delivery operation/structures (as contrasted to rehabilitation or regular operation)?, % | 8.6486
| Calculated Indicator of the modernization budget (automatic computation) | 1
The question below will require knowledge of the budget, as well as a qualitative assessment of project activities that are seen in the field.
| What is the visitor's estimate of the adequacy (%) of the actual dollars and in-kind services that is available (from all sources) to sustain adequate Operation and Maintenance (O&M) with the present mode of operation? (Answer =[Available funds]/[Needed Funds] * 100), % | 75
| Calculated Indicator of O&M adequacy (automatic computation) | 3
Project Operation
Annual Operation Policies
| Does the project make an annual estimate of total deliveries? (Yes/No) | Yes
| Is there a fixed advance official schedule of deliveries for the year? (Yes/No) | No
| If yes, how well is it followed in the field (10=Excellent, 1=Not followed) | n/a
| Does the project tell farmers what crops to plant? (Yes/No) | No
| If yes, how well is it followed (10=Excellent, 1 = Not followed) | n/a
| Do the project authorities limit the acreage that can be planted to various crops? (Yes/No) | No
| If yes, how well is it followed (10=Excellent, 1=Not followed) | n/a
Daily Operation Policies - as described in the office
| How often are main supply discharges re-calculated, days? | 7
How are flow changes into the main canal (at the source) computed and adjusted?
| Sums of farmer orders (Yes/No) | No
| Observation of general conditions (Yes/No) | No
| Standard pre-determined schedule with slight modifications (Yes/No) | Yes
| Standard pre-determined schedule with no modifications (Yes/No) | No
What daily or weekly INSTRUCTIONS for field persons does the office give?
| 1. Main dam discharge flows (Yes/No) | Yes
| Predicted by computer program? (Yes/No) | No
| Later observation - How closely is this instruction followed in the field (10=Excellent, 1=Not followed)? | 10
| 2. Cross regulator positions (Yes/No) | No
| Predicted by computer program? (Yes/No) | No
| Later observation - How closely is this instruction followed in the field (10=Excellent, 1=Not followed)? | n/a
| 3. Water levels in the canals (Yes/No) | No
| Predicted by computer program? (Yes/No) | No
| Later observation - How closely is this instruction followed in the field (10=Excellent, 1=Not followed)? | n/a
| 4. Flow rates at all offtakes? (Yes/No) | No
| Predicted by computer program? (Yes/No) | No
| Later observation - How closely is this instruction followed in the field (10=Excellent, 1=Not followed)? | n/a
| Based on the later observations, describe the extent to which computers (either central or on-site) are used for canal control (assign a value of 0-4) | 0
4 - Very effective usage. Real time control of all key structures with meaningful results
3 - A few key structures are automated with computer controls.
2 - Computers are effectively used to predict water flows, gate positions, daily diversions, or other values. Open loop control. Output is used in the field and is meaningful.
1 - Computers are used to predict some key control factors, but they are quite ineffective or give erroneous results.
0 - No computers are really used for canal operation.
| To what extent are computers being used for billing and record management? (0-4) | 2
4 - Used for almost all billing and records. Frequently updated and effective.
3 - Used for about half of billing and record-keeping activities. Frequently updated and effective
2 - Just beginning either billing or record keeping of turnout deliveries.
1 - Computers are used effectively for some data management on the project (such as flows down canals, dam releases), but not for billing
0 - No significant usage of computers for billing and record management
***AS DESCRIBED IN THE OFFICE***
Stated Water Delivery Service that the Main Canal Provides to its Subcanals
| Flexibility Index - Choose a value from 0-4, based on the scale below: | 3
4 - Wide range of frequency, rate, and duration, but the schedule is arranged by the downstream subcanals several times daily, based on actual need.
3 - Wide range of frequency, rate, and duration but arranged by the downstream canal once/day based on actual need.
2 - Schedules are adjusted weekly by downstream operators
1 - The schedules are dictated by the project office. Changes are made at least weekly.
0 - The delivery schedule is unknown by the downstream operators, or changes are made less frequently than weekly.
| Reliability Index - Choose a value from 0-4, based on the scale below: | 4
4 - Second Level canal operators know the flows and receive the flows within a few hours of the targeted time. No shortages during the year.
3 - Second Level canal operators know the flows, but may have to wait as long as a day to obtain the flows they need. Only a few shortages throughout the year.
2 - The flow changes arrive plus or minus 2 days, but are correct. Perhaps 4 weeks of some shortage throughout the year.
1 - The flows arrive plus or minus 4 days, but are incorrect. Perhaps 7 weeks of some shortage throughout the year.
0 - Unreliable frequency, rate, and duration more than 50% of the time and the volume is unknown.
| Equity Index - Choose a value from 0-4, based on the scale below: | 3
4 - Points along the canal enjoy the same level of good service
3 - 5% of the canal turnouts receive significantly poorer service than the average
2 - 15% of the canal turnouts receive significantly poorer service than the average.
1 - 25% of the canal turnouts receive singificantly poorer service than the average.
0 - Worse than 25%, or there may not even be any consistent pattern.
| Control of flows to Second Level canals - Choose a value from 0-4, based on the scale below: | 4
4 - Flows are known and controlled within 5%
3 - Flows are known and are controlled within 10%
2 - Flows are not known but are controlled within 10%
1 - Flows are controlled within 20%
0 - Flows have more variation than 20%
Stated Water Delivery Service provided at the most downstream point operated by a paid employee.
| Number of fields downstream (0-4) | 2
4 - 1 field
3 - less than 3 fields
2 - less than 6 fields
1 - less than 10 fields
0 - 10 or more fields
| Measurement of volumes delivered at this point (0-4) | 3
4 - Excellent measurement and control devices, properly operated and recorded
3 - Reasonable measurement and control devices, average operation
2 - Useful but poor measurement of volumes and flow rates
1 - Reasonable measurement of flows, but not of volumes
0 - No measurement of volumes or flows
| Flexibility (0-4) | 3
4 - Unlimited frequency, rate, and duration, but arranged by users within a few days
3 - Fixed frequency, rate or duration, but arranged.
2 - Dictated rotation, but it approximately matches the crop needs
1 - Rotation deliveries, but on a somewhat uncertain schedule
0 - No established rules
| Reliability (0-4) | 3
4 - Water always arrives with the frequency, rate, and duration promised. Volume is known.
3 - Very reliable in rate and duration, but occasionally there are a few days of delay. Volume is known
2 - Water arrives about when it is needed, and in the correct amounts. Volume is unknown.
1 - Volume is unknown, and deliveries are fairly unreliable - but less than 50% of the time.
0 - Unreliable frequency, rate, and duration more than 50% of the time, and volume delivered in unknown.
| Apparent Equity (0-4) | 4
4 - All points throughout the project and within tertiary units receive the same type of water delivery service
3 - Areas of the project receive the same amounts of water, but within an area service is somewhat inequitable.
2 - Areas of the project unintentionally receive somewhat different amounts of water, but within an area it is equitable.
1 - There are medium inequities both between areas and within areas.
0 - There are differences of more than 50% throughout the project on a fairly wide-spread basis.
Stated Water Delivery Service received by individual units (fields or farms).
| Measurement of volumes to the individual units (0-4) | 3
4 - Excellent measurement and control devices, properly operated and recorded
3 - Reasonable measurement and control devices, average operation
2 - Useful but poor measurement of volumes and flow rates
1 - Reasonable measurement of flows, but not of volumes
0 - No measurement of volumes or flows
| Flexibility to the individual units (0-4) | 3
4 - Unlimited frequency, rate, and duration, but arranged by users within a few days
3 - Fixed frequency, rate or duration, but arranged.
2 - Dictated rotation, but it approximately matches the crop needs
1 - Rotation deliveries, but on a somewhat uncertain schedule
0 - No established rules
| Reliability to the individual units (0-4) | 3
4 - Water always arrives with the frequency, rate, and duration promised. Volume is known.
3 - Very reliable in rate and duration, but occasionally there are a few days of delay. Volume is known
2 - Water arrives about when it is needed, and in the correct amounts. Volume is unknown.
1 - Volume is unknown, and deliveries are fairly unreliable - but less than 50% of the time.
0 - Unreliable frequency, rate, and duration more than 50% of the time, and volume delivered in unknown.
| Apparent Equity (0-4) | 3
4 - All fields throughout the project and within tertiary units receive the same type of water delivery service
3 - Areas of the project receive the same amounts of water, but within an area service is somewhat inequitable.
2 - Areas of the project unintentionally receive somewhat different amounts of water, but within an area it is equitable.
1 - There are medium inequities both between areas and within areas.
0 - There are differences of more than 50% throughout the project on a fairly wide-spread basis.
| Computed ratio of (number of turnouts)/(number of paid employees) - uses WUA sheet information | 42.5926
| Computed index of operation staff mobility and efficiency | 3
Drainage, and Salinity Information
| Average salinity of the irrigation water, dS/m (computed average of the 3 years of INPUT data) | 1
| Average salinity of the drainage water that leaves the project, dS/m | 8
| Average annual depth to the shallow water table, m | 15
| Change in the shallow water table depth over the last 5 years, m (+ is up) | 1.2
| Chemical Oxygen Demand (COD) of the irrigation water, average mgm/L | 2
| Chemical Oxygen Demand (COD) of the drainage water, average mgm/L | 1.5
| Biological load (BOD) of the irrigation water, average mgm/L | 3
| Biological load (BOD) of the drainage water, average mgm/L | 2.5

## 6. Project Employees
0
Project Name:
Example Project
Date:
October 20 2002
This sheet must be completed after visiting all levels of the project. The answers only refer to paid employees.
Various Indicators Regarding Project Employees
| Frequency and adequacy of training of operators and middle managers (not secretaries and drivers). This should include employees at all levels of the distribution system, not only those who work in the office. | 2
4 - Adequate training at all levels. Employees are very aware of the capabilities of themselves and of their equipment. Employees clearly have a service mentality. Employees are hired with good backgrounds or are trained at the time of employment, and afterwards.
3 - Managers appear to have excellent training, both upon entering employment and continuing afterwards. But some important knowledge has not been passed down to the operators.
2 - Training exists at all levels as needed, but evidently training does not go deep enough, because employees at all levels seem to be missing some important ideas. Many employees have never had adequate training - including poor pre-employment backgrounds.
1 - Only minimal training exists. There is inattention to qualifications upon hiring.
0 - Virtually no training exists before or after hiring.
| Availability of written performance rules | 0
4 - Each employee has a written job description that spells out his/her job and specifies how he/she will be evaluated. Evaluations are annual, and results are discussed with the employee.
3 - There is a general written job description in the office. There is an annual evaluation of performance, but it is not rigorous.
2 - There is an evaluation, but no detailed job description, nor is there a description of evaluation procedures.
1 - There is a written job description, but no meaningful evaluation procedure.
0 - No written job description, and no formal evaluation procedure.
| Power of employees to make decisions | 2
4 - Employees are oficially encouraged to think and act on their own, and they do it in a positive manner.
3 - Employees are not officially encouraged to think and act on their own, but they do it anyway in a positive manner.
2 - Employees are encouraged to think and act on their own, but they do not seem to have much initiative.
1 - Employees are not supposed to do any significant tasks without prior authorization. However, if they do take the initiative they are not punished.
0 - Employees are not supposed to do any signficant tasks without prior authorization. They think they will be reprimande if they do something on their own initiative.
| Ability of the project to dismiss employees with cause. | 2
4 - it is easy to fire or lay off employees. There is a short process. Employees are aware of this and know of other employees being fired or laid off when it was necessary.
3 - Employees can be fired if the case is well documented. It is a long process. Employees are aware of other employees being fired when it was necessary.
2 - Firing only happens occasionally due to laziness or serious problems. It is not common. Employees believe that it would be very unusual unless a person was VERY lazy for a long time.
1 - Firing rarely occurs, and never due to laziness. It is extremely difficult to lay off excess personnel.
0 - Employees are virtually never fired, even if they should be. The system appears to be plagued with many people who are not necessary or who should be dismissed but are not.
| Rewards for ememplary service | 0
4 - There is a well designed program that follows a structured process. Rewards occur at least annually to a significant number of individuals. Promotions are given for meritorious service, and bonuses or extra benefits are given to those who are at the top of their grade.
3 - No program, but people who do a good job are frequently promoted. Promotion is based on merit.
2 - Promotion is based on time in service, some some extra benefits are given for exemplary service. This is more than just a piece of paper.
1 - There are seldom awards, but occasionally it happens. The awards are primarily paper with little or no cash or financial benefit.
0 - Nothing exists.
| Relative salary of the canal operators, as compared to a typical day laborer. This is a computed value. | 1.5
| Index of the relative salary of an operator compared to a day laborer (computed value) | 2

## 7. WUA
0
Project Name:
Example Project
Date:
October 20 2002
Water User Associations - WUAs - General description
Percentage of project area for which WUAS meet the following descriptions:
None - No WUAs exist in any form
WUAs exist on paper, but have no meaningful activities
WUAs exist on paper, but have no significant activities except for holding occasional meetings
| WUAs exist, but are quite weak | 15
| WUAs exist, with medium strength | 30
| Strong WUAs with laws, enforcement, full collection of costs, new investment, etc. | 55
| Total (must equal 100) | 100
| Typical WUA size, ha | 1000
| Typical WUA age, years | 6
Functions of a typical WUA (Yes/No answers)
| Distribution of water in its area | Yes
| Maintenance of canals | Yes
| Construction of facilities in its area | No
| Collection of water fees | Yes
| Collection of other fees | No
| Farmer cooperative - agronomic purposes | No
| Technical advice to farmers | No
| Are there written rules in the WUA regarding proper behavior of farmers and employees? | No
| Number of fines levied by a typical active WUA in the past year | 3
Governing Board of WUA - select the answer that most closely matches average conditiions)
| Elected by all farmers (1 vote/farmer) - Yes/No | Yes
| Elected by all farmers, but votes are weighted by farm size - Yes/No | No
| Appointed - Yes/No | No
| Is a government employee on the Board - Yes/No | No
Water User Association (WUA) Budget - These are TOTALs of all WUAs in the project.
**This does NOT include an Umbrella WUA - its budgets should be included in the earlier Project Office Questionnaire worksheet**
Sum of all Annual WUA Budgets (average over the last 5 years) - Local currency/yr
| Total salaries | 1000000
| Improvement of structures and modernization (including salaries) | 300000
| Maintenance (including salaries and external contracts) | 750000
| Rehabilitation (including salaries and external contracts) | 100000
| Other Operation (including salaries and external contracts) | 600000
| Administration (including salaries and external contracts) | 800000
| Funds sent away to the project offices or government | 3000000
| Total of all WUA Budgets (sum of previous 6 items) | 5550000
Sources of WUA Budgets (average over the last 5 years), Percentage from each source
| Country or State Government | 0
| Foreign | 0
| Fees from Farmers | 100
| Total (must equal 100) | 100
Employees (totals for all WUAs in project)
| Professional, permanent employees (college degrees and well-trained technicians) | 10
| Professional employees that are temporary or contract - equivalent number | 2
| Non-professional, permanent employees | 100
| Non-professional employees that are temporary or contract - equivalent number | 15
| Total number of full time equivalent employees | 127
| Average years a typical professional employee works for a WUA (anticipated) | 5
| How many of the operation staff actually work in the field? | 95
Salaries - These should include the equivalent worth of benefits, housing, etc. that are provided.
| Professional, senior admin, (Local currency/year) | 80000
| Professional, engineer (Local currency/year) | 65000
| Non-prof. - canal operators, (Local currency/year) | 25000
| Day laborers, (Local currency/year) | 20000
Water Charges
| How are water charges collected? - select one of the 3 choices below | 3
1. None collected, and none are assessed
2. None collected, although policy says charges are to be collected
3. They are collected
| What Percentage of water charges are recovered/collected?, % | 75
| What group collects the water charges? (Choose 1, 2, or 3) | 2
1. From individual users by the government or central organization
2. From individual users by a WUA
3. Other
Basis of water charge and amount of the charge
| If by area, (Local currency)/hectare/year | 150
If by crop, the maximum rate in (Local currency)/crop/year (not per season)
If per irrigation, specify the (Local currency)/irrigation
If volumetric, (Local currency)/cubic meter
| If water charges are described as "volumetric", which one of the following describes the term? | n/a
a. The volume delivered to each farmer, each irrigation, is measured
b. The volume is estimated based on total volume applied to an area of many farms
| Is there a special charge for private well usage? (Yes/No) | NO
If so, what is charge? (Local currency)
Describe the "unit" that is charged for:
If so, what Percentage of these charges are collected?
| Estimated total annual water charges collected from farmers throughout the whole project, (Local currency)/year - not including in-kind fees | 6000000
What annual value of in-kind services or contributions are provided by water users above point of ownership (equivalent local currency) for the total project?
| a. Labor (Local currency value) | 500000
b. Crop (Local currency value)
| c. Construction materials (Local currency value) | 200000
d. Other (Local currency value)
| Total in-kind | 700000
| Frequency of in-kind services (Number of times per year) | 1
| What Percentage of farmers participate in the in-kind services? | 45
Various indices for Water User Associations (use the information above to answer these questions)
| Percentage of all project users who have a functional, formal unit that participates in water distribution | 85
| Automatically calculated index value (0-4) | 3
| Actual ability of the strong Water User Associations to influence real-time water deliveries to the WUA. (Note: This only applies to the strong WUAs. If there are no strong WUAs in the project, the answer is "0".) | 2
4 - Within the capacity of the supply canal, changes are made according to the WUA request within 1 day of advance notice as a standard practice.
3 - Changes can be made according to the WUA request with a one week advance notice - any flow rate, duration, or frequency that is physically possible.
2 - Changes can be made according to the WUA request with a one week advance notice, but the changes are limited (less than what is probably physically possible).
1 - The WUAs have no realistic voice in ordering, except for occasional changes. Perhaps they have a formal meeting a few times a year and express their desires.
0 - No one listens to them.
| Ability of the WUA to rely on effective outside help for enforcement of its rules (Note: If there are no WUAs in the project, the answer is "0".) | 1
4 - No problem. Just call up local authorities. The local authorities come out right away and effectively prosecute wrong-doers.
3 - The local authorities will come and are moderately successful with prosecutions. Corruption is not a problem.
2 - Sometimes, for very serious cases, the authorities will come. But they are not very effective or helpful.
1 - Although some enabling laws have been written by the government, it is up to the WUA to enforce those laws. There is no help with enforcement from outside the WUA.
0 - There are no enabling laws, and no outside assistance with enforcement. Everything depends on the WUA.
| Legal basis for the WUAs (Note: If there are no WUAs in the project, the answer is "0".) | 2
4 - WUAs are recognized and formed under law. They have legal powers to tax, hold money, dismiss employees, condemn land, and own structures. The law is real and the enabling legislation is upheld in courts.
3 - The WUAs are recognized by law. There is good judicial backup. However, the powers are limited. The government still holds most of the power that could belong to the WUA.
2 - The WUAs are recognized by law. Many rules have been laid out in enabling legislation. Supposedly, the WUA has power, but in reality there is no support from either the judicial or executive systems to support it.
1 - Although the government has the WUAs "on the books", in reality there are few if any true powers related to water. The WUAs were formed mainly to the bidding of the government, such as collecting fees.
0 - WUAs are not even on the state or federal government books.
| Financial strength of WUAS (Note: If there are no WUAs in the project, the answer is "0".) | 2.5
4 - Completely and sufficiently self-sustaining. They have the power to tax, charge for water, and obtain loans.
3 - Completely and sufficiently financed, but much of the financing comes from the government in terms of maintenance, operation, grants, etc.
2 - Underfinanced, but not badly. Conditions are poor but are maintained and replaced well enough to be functional. No modernization improvements are made.
1 - Inadequate, but enough funds to replace and maintain key structures. Insufficient funds to do much of the basic maintenance needed..
0 - Woefully inadequate. Only enough funds or in-kind services are available to do absolutely essential tasks. Funds are insufficient to maintain and replace essential equipment.

## 8. Main Canal
0
Project Name:
Example Project
Date:
October 20 2002
General Project Conditions That Require Field Visits to be Described
| General condition of project drains (10=Excellent, 1=Horrible) | 3
| Does there appear to be an adequate density of drains? (10=very adequate, 1=completely lacking where needed) | 4
| What is the ratio of yields at different areas of the project (head/tail) duringthe wet season? | 1.1
| What is the ratio of yields at different areas of the project (head/tail) during the dry season? | 1.2
| Silt level in canals (1=high; 10=low) | 8
| Source of silt | banks of canals
Main Canal
Control of Flows Into Main Canals
| Type of flow control device | Sluice gate, manual
| Type of flow measurement device | rated section
| Probably accuracy of Flow control AND measurement, +/- % | 15
Main Canal Characteristics
| Total length of Main Canals, km | 100
| Length of longest main canal, km | 60
| Approximate canal invert slope, % | 0.05
| Do uncontrolled drain flows enter the canal? (Yes/No) | Yes
| Percentage of a typical canal cross section that is filled with silt | 10
| Total number of spill points for a typical main canal | 4
| Water travel time (hours) from start to first deliveries | 12
| Longest water travel time for a change to reach a delivery point of this canal level from the source or from a buffer reservoir (hours) - i.e., water travel time to the most downstream delivery | 52
| Has seepage been measured well? | No
| Have spills been measured well? | No
| Number of wells feeding into the canal | 0
| How effectively are they used for regulation? (10=Excellent, 1=Horrible) | n/a
Lining type (percentage of all main canals)
Masonry, %
| Concrete, % | 20
Other type of lining, %
| Unlined, % | 80
| The value to the right should equal 100 once the data above is entered | 100
| General level of maintenance of the canal floor and canal banks (assign a value of 0-4) | 2.5
4 - Excellent.
3 - Good. The canal appears to be functional, but it does not look very neat.
2 - Routine maintenance is not good enough to prevent some decrease in performance of the canal.
1 - Decreased performance is evident in at least 30% of the canal.
0 - Almost no meaningful maintenance. Major items and sections are in disrepair.
| General lack of undesired seepage (note: if deliberate conjunctive use is practiced, some seepage may be desired). Assign a value of 0-4 | 2
4 - Very little seepage (less than 4%)
3 - 4-8% of what enters this canal.
2 - 9 - 15% along this canal
1 - 16-25% along this canal.
0 - Extremely high levels of undesired seepage. Provides severe limitations to deliveries.
| Availability of proper equipment and staff to adequately maintain this canal (0-4) | 2
4 - Excellent maintenance equipment and organization of people.
3 - Equipment and number of people are reasonable to do the job, but there are some organizational problems.
2 - Most maintenance equipment functions, and the staff is large enough to reach critical items in a week or so. Other items often wait a year or more for maintenance.
1 - Minimal equipment and staff. Critical equipment works, but much of the equipment does not. Staff are poorly trained, not motivated, or are insufficient in size.
0 - Almost no adequate and working maintenance equipment is available, nor is there good mobilization of people.
Main Canal Cross Regulators
| Condition of cross regulators (10=Excellent, 1=Horrible) | 4
| Type of cross regulator (describe) | Sluice gates without side overflows
| Do operators live at each cross regulator site? (Yes/No) | No
| Can the ones that exist operate as needed? (10=Excellent, 1=Horrible) | 6
| Are they operated as theoretically intended?(10=Excellent, 1=Horrible) | 5
| Number of cross regulators/km | 0.15
| Are there large overflows at cross regulator sides? | No
| Unintended weekly maximum controlled water surface variation in an average gate, cm | 10
| In months with water, what is the maximum number of days of no gate change? | 3
| What is the maximum time required for an operator to reach a regulator, hours? | 3
| How frequently (hrs) will an operator move a gate if required or instructed? | 12
| How frequently (days) are gates typically operated? | 2
| Officially, can the gate operator make gate adjustments without upper approval? | Yes
| In reality, do gate operators make adjustments without upper approval? | Yes
| If the operators make their own decisions, how good are their decisions (10=Excellent, 1=Horrible) | 5
| Minutes required for an operator to make a significant setting change on the gate | 5
Internal Indicators for Main Canal Cross Regulator Hardware
| Ease of cross regulator operation under the current target operation. This does not mean that the current targets are being met. Rather, this rating indicates how easy or difficult it would be to move the cross regulators to meet the targets. Assign a value of 0-4 based on the descriptions below | 2
4 - Very easy to operate. Hardware moves easily and quickly, or hardware has automatic features that work well. Water levels or flows could be controlled easily if desired. Current targets can be met with less than 2 manual changes per day.
3 - Easy and quick to physically operate, but requires many manual interventions per structure per day to meet target.
2 - Cumbersome to operate, but physically possible. Requires more than 5 manual changes per structure per day to meet target, but is difficult or dangerous to operate.
1 - Cumbersome, difficult, or dangerous to operate. In some cases it is almost physically impossible to meet objectives.
0 - Communications and hardware are very inadequate to meet the requirements. Almost impossible to operate as intended.
| Level of maintenance of the cross regulators. (0-4) | 2
4 - Excellent preventative maintenance. Broken items are typically fixed within a few days, except in very unusual circumstances.
3 - Decent preventative maintenance. Broken items are fixed within 2 weeks. Reasonable equipment is available for maintenance operations.
2 - Routine maintenance is only done on critical items. Broken items are noticeable throughout the project, but not serious.
1 - Even routine maintenance is lacking in many cases. Many broken items are noticeable, sometimes on important structures.
0 - Large-scale damage has occurred due to deferred maintenance. Little or no maintenance equipment is in working order.
| Maximum unintended weekly fluctuation of target water levels in the canal, expressed as a percentage of the average water level drop across a turnout. For example, if the water level in the canal varies by 40 cm (highest to lowest level at a point), and the average change in water level across a turnout is 50 cm, the percentage variation is 90%. This is calculated automatically from the other data. | 50
| Computed index regarding water level fluctuation (0-4) | 1
| Computed index regarding the travel time of a flow rate change throughout this canal level (0-4) | 1
Main Canal Cross Regulator Personnel
| For whom do the operators work? | Umbrella WUA
| Typical education level of operator (years of school) | 12
| What is the option for firing an operator? (describe) | almost impossible
| Do incentives exist for exemplary work?(10=high, 1=none) | 1
| Do incentives exist for average work?(10=high, 1=none) | 1
| Are operators encouraged to think and act on their own?(10=Definitely yes; 1=No) | 9
| Is there a formal performance review process annually? | No
| If so, is it written down & understood by employees? | n/a
| Number of persons fired in last 10 yrs for incompetence | 0
Main Canal Communications/Transportation
| How often do operators communicate with the next higher level? (hr) | 24
| Computed Index of communications frequency (0-4) | 1
| How often do operators or supervisors of this level communicate with the next lower level? (hr) | 24
| Computed Index of communications frequency (0-4) | 2
| How frequently do supervisors physically visit this level of canal and talk with operators? (days) | 3
| Computed index of visiting frequency (0-4) | 3
| Dependability of voice communications by the operators (by phone or radio) (0-4) | 3
4 - Excellent - lines work all the time.
3 - Very good. Lines work at least 95% of the time
2 - Poor at many of the sites. However, there is a good line of communication within 30 minutes of travel by the operator
1 - No direct line is available to operators, but they are within 30 minutes travel time to some line and that line of communication almost always works.
0 - No direct line is available to the operators, but they are within 30 minutes travel time to some line. However, even that line often does not work.
| Existence and frequency of remote monitoring (either automatic or manual) at key spill points, including the end of the canal. (0-4) | 1.5
4 - Excellent. At all key points, feedback is provided at least every 2 hours.
3 - Excellent coverage. However, data are recorded continuously on-site and feedback is only once per day.
2 - Data is recorded several times per day and stored on-site. Feedback is once per week.
1 - Only a few sites are covered. Feedback occurs weekly.
0 - Monthly or less frequent feedback of a few sites
| Availability of roads along the canal (0-4) | 2
4 - Very good access for automobiles on at least one side in all but extreme weather. Equipment access on the second side.
3 - Good access for automobiles on at least one side in all but extreme weather. Limited access in some areas on the second side.
2 - Rough but accessible road on one side of the canal. No access on the second side.
1 - All of the canal can be easily traversed on one side with a motorcycle, but maintenance equipment access is very limited.
0 - No apparent maintained access on either side of the road, for very long sections of this canal.
| How is communication done? (explain) | All operators have radios on their belts
| What is the transportation of mobile personnel? | Motorcycles
| How many automatic remote monitoring sites are there? | 0
| Travel time from the maintenance yard to the most distant point along this canal (for crews and maintenance equipment) - hours | 4
| Computed index of travel time for maintenance (0-4). | 1
| Travel time (hours) needed to reach the office of the main canal, from the office of the supplier | 3
Main Canal Off-Takes (Turnouts)
| Percentage of the offtake flows that are taken from unofficial offtakes | 5
| Magnitude of a typical significant offtake flow rate, cms | 5
| Number of significant offtakes/km | 0.1
| Typical change in water surface elevations across an off-take (main turnout), cm | 20
| Can they physically operate as needed? (10=Excellent, 1=Horrible) | 6
| Are they physically operated as theoretically intended? (10=Excellent, 1=Horrible) | 6
| How well can the offtakes be supplied when the canal flow rates are low? (10=Excellent, 1=Horrible) | 10
| Personnel from what level operate the offtakes? (1=this level; 2=lower; 3=both) | 1
| How frequently is the offtake examined by personnel? (hours) | 24
| Officially, how frequently should offtakes be adjusted? (days) | 7
| Officially, can offtake operators make flow rate adjustments without upper approval? (Yes/No) | Yes
| In reality, do offtake operators make flow rate adjustments without upper approval? (Yes/No) | Yes
Scheduling of Flows From Main Canal Offtakes
What % of the time is the flow OFFICIALLY scheduled as follows:
Proportional flow
Rotation
Schedule computed by higher level - no lower level input
Schedule computed by higher level - some lower level input
| Schedule by operator based on judgement of supply and d/s needs | 10
| Schedule actively matches real-time lower level requests | 90
| The value to the right should equal 100 once the data above is entered | 100
What % of the time is the flow ACTUALLY scheduled as follows:
Proportional flow
Rotation
Schedule computed by higher level - no lower level input
Schedule computed by higher level - some lower level input
| Schedule by operator based on judgement of supply and d/s needs | 90
| Schedule actively matches real-time lower level requests | 10
| The value to the right should equal 100 once the data above is entered | 100
Control of Flows From Main Canal Offtakes
| Official type of flow control device | Sluice gate
| Common name | Waterman gate
| Official type of flow measurement device | None
| Common name? | none
| Actual flow control/measurement | None
| Probable accuracy of Q control/meas., +/-% | 25
Turnout Indicators (Main Canal)
| Ease of turnout (to the next lower level) operation under the current target operation. This does not mean that the current targets are being met; rather this rating indicates how easy or difficult it would be to move the turnouts and measure flows to meet the targets. Assign a value of 0-4 based on the descriptions below | 2
4 - Very easy to operate. Hardware moves easily and quickly, or hardware has automatic features that work well. Water divisions or flows could be controlled easily if desired. Current targets can be met with less than 2 manual changes per day.
3 - Easy and quick to physically operate. Flow rate or target measurement devices are reasonable but not excellent.
2 - Cumbersome to operate, but physically possible. Flow rate measurement devices or techniques appear to be poor, along with poor calibration.
1 - Cumbersome, difficult, or dangerous to operate, and in some cases almost physically impossible to meet objectives.
0 - Communications and hardware are very inadequate to meet the requirements. Almost impossible to operate as intended.
| Level of maintenance of the turnouts that supply the next lower level.(0-4) | 2
4 - Excellent preventative maintenance. Broken items are typically fixed within a few days, except in very unusual circumstances.
3 - Decent preventative maintenance. Broken items are fixed within 2 weeks. Reasonable equipment is available for maintenance operations.
2 - Routine maintenance is only done on critical items. Broken items are noticeable throughout the project, but not serious.
1 - Even routine maintenance is lacking in many cases. Many broken items are noticeable, sometimes on important structures.
0 - Large-scale damage has occurred due to deferred maintenance. Little or no maintenance equipment is in working order.
| Flow rate capacities of the main canal turnouts (to the next lower level) (0-4) | 3
4 - No problems passing the maximum desired flow rates.
2 - Minor problems
0 - Serious problems - many structures are under-designed.
Regulating Reservoir Indicators (Main Canal)
| Suitability of the number of location(s) (0-4) | 2
4 - Properly located and of sufficient quantity.
2 - There is 1 regulating reservoir but more are needed or the location is wrong.
0 - None.
| Effectiveness of operation (0-4) | 1
4 - Excellent.
2 - They are used, but well below their potential.
0 - There are none, they are not used, or are used incorrectly.
| Suitability of the storage/buffer capacities (0-4) | 1
4 - Excellent.
2 - Helpful, but not large enough.
0 - There are none, or they are so small that they give almost no benefit.
| Maintenance (0-4) | 2
4 - Excellent.
2 - Not too good.
0 - None, or very bad siltation and weed growth so that the effectiveness is reduced.
Operation (Main Canal)
| How frequently does the headworks respond to realistic real time feedback from the operators/observers of this canal level? This question deals with a mismatch of orders, and problems associated with wedge storage variations and wave travel times. Assign a value of 0-4 based on the descriptions below | 1.3
4 - If there is an excess or deficit (spill or deficit at the tail ends), the headworks responds within 12 hours.
2.7 - Headworks responds to real-time feedback observations within 24 hours
1.3 - Headworks responds within 3 days.
0 - Headworks responds in a time of greater than 3 days.
| Existence and effectiveness of water ordering/delivery procedures to match actual demands. This is different than the previous question, because the previous question dealt with problems that occur AFTER a change has been made. | 0
4 - Excellent. Information passes from the lower level to this level in a timely and reliable manner, and the system then responds.
2.7 -Good. Reliable procedure. Updated at least once every 2 days, and the system responds.
1.3 - The schedule is updated at least weekly with meaningful data. Changes are actually made based on downstream requirements.
0 - Perhaps the schedule is updated weekly, but with data that is not very meaningful. Corresponding changes may not actually be made.
| Clarity and correctness of instructions to operators. | 2
4 - Instructions are very clear and very correct.
2.7 - Instructions are clear, but lacking in sufficient detail.
1.3 - Instructions are unclear, but are generally correct.
0 - Instructions are incorrect, whether they are clear or not.
| How frequently is the whole length of this canal checked for problems and reported to the office? This means one or more persons physically drive all the sections of the canal. | 3
4 - Once/day
2.7 - Once/2 days
1.3 - Once per week
0 - Once per month or less often
Capacity "bottlenecks" in the Main Canal
Describe any flow rate restrictions in the Main Canal, including their location and hydraulic nature (this is different than most other questions because it asks for a written description) None were noted
ACTUAL Service that the Main Canal Provides to its Subcanals
| Flexibility Index - Choose a value from 0-4, based on the scale below: | 1
4 - Wide range of frequency, rate, and duration, but the schedule is arranged by the downstream subcanals several times daily, based on actual need.
3 - Wide range of frequency, rate, and duration but arranged by the downstream canal once/day based on actual need.
2 - Schedules are adjusted weekly by downstream operators
1 - The schedules are dictated by the project office. Changes are made at least weekly.
0 - The delivery schedule is unknown by the downstream operators, or changes are made less frequently than weekly.
| Reliability Index - Choose a value from 0-4, based on the scale below: | 2
4 - Operators of the next lower level know the flows and receive the flows within a few hours of the targeted time. There are no shortages during the year.
3 - Operators of the next lower level know the flows, but may have to wait as long as a day to obtain the flows they need. Only a few shortages throughout the year.
2 - The flow changes arrive plus or minus 2 days, but are correct. Perhaps 4 weeks of some shortage throughout the year.
1 - The flows arrive plus or minus 4 days, but are incorrect. Perhaps 7 weeks of some shortage throughout the year.
0 - Unreliable frequency, rate, and duration more than 50% of the time and the volume is unknown.
| Equity Index - Choose a value from 0-4, based on the scale below: | 2
4 - Points along the canal enjoy the same level of good service
3 - 5% of the canal turnouts receive significantly poorer service than the average
2 - 15% of the canal turnouts receive significantly poorer service than the average.
1 - 25% of the canal turnouts receive singificantly poorer service than the average.
0 - Worse than 25%, or there may not even be any consistent pattern.
| Control of flows to customers of the next lower level - Choose a value from 0-4, based on the scale below: | 1.5
4 - Flows are known and controlled within 5%
3 - Flows are known and are controlled within 10%
2 - Flows are not known but are controlled within 10%
1 - Flows are controlled within 20%
0 - Flows are controlled within 25%

## 9. Second Level Canals
0
Project Name:
Example Project
Date:
October 20 2002
Second Level Canal
Control of Flows Into Second Level Canals
| Type of flow control device | Radial gate
| Type of flow measurement device | Replogle flume
| Probably accuracy of Flow control AND measurement, +/- % | 6
Second Level Canal Characteristics
| Total length of Second Level Canals, km | 200
| Length of longest Second Level Canal, km | 20
| Approximate canal invert slope, % | 0.005
| Do uncontrolled drain flows enter the canal? (Yes/No) | No
| Percentage of a typical canal cross section that is filled with silt | 5
| Total number of spill points for a typical Second Level Canal | 1
| Water travel time (hours) from start to first deliveries | 0.1
| Longest water travel time for a change to reach a delivery point of this canal level from the source or from a buffer reservoir (hours) - i.e., water travel time to the most downstream delivery | 6
| Has seepage been measured well? | No
| Have spills been measured well? | No
| Number of wells feeding into the canal | 2
| How effectively are they used for regulation? (10=Excellent, 1=Horrible) | 1
Lining type (percentage of all Second Level Canals)
Masonry, %
| Concrete, % | 10
Other type of lining, %
| Unlined, % | 90
| The value to the right should equal 100 once the data above is entered | 100
| General level of maintenance of the canal floor and canal banks (assign a value of 0-4) | 2
4 - Excellent.
3 - Good. The canal appears to be functional, but it does not look very neat.
2 - Routine maintenance is not good enough to prevent some decrease in performance of the canal.
1 - Decreased performance is evident in at least 30% of the canal.
0 - Almost no meaningful maintenance. Major items and sections are in disrepair.
| General lack of undesired seepage (note: if deliberate conjunctive use is practiced, some seepage may be desired). Assign a value of 0-4 | 3
4 - Very little seepage (less than 4%)
3 - 4-8% of what enters this canal.
2 - 9 - 15% along this canal
1 - 16-25% along this canal.
0 - Extremely high levels of undesired seepage. Provides severe limitations to deliveries.
| Availability of proper equipment and staff to adequately maintain this canal (0-4) | 1.8
4 - Excellent maintenance equipment and organization of people.
3 - Equipment and number of people are reasonable to do the job, but there are some organizational problems.
2 - Most maintenance equipment functions, and the staff is large enough to reach critical items in a week or so. Other items often wait a year or more for maintenance.
1 - Minimal equipment and staff. Critical equipment works, but much of the equipment does not. Staff are poorly trained, not motivated, or are insufficient in size.
0 - Almost no adequate and working maintenance equipment is available, nor is there good mobilization of people.
Second Level Canal Cross Regulators
| Condition of cross regulators (10=Excellent, 1=Horrible) | 4
| Type of cross regulator (describe) | Sluice gates without side overflows
| Do operators live at each cross regulator site? (Yes/No) | No
| Can the ones that exist operate as needed? (10=Excellent, 1=Horrible) | 6
| Are they operated as theoretically intended?(10=Excellent, 1=Horrible) | 6
| Number of cross regulators/km | 0.5
| Are there large overflows at cross regulator sides? | No
| Unintended weekly maximum controlled water surface variation in an average gate, cm | 6
| In months with water, what is the maximum number of days of no gate change? | 40
| What is the maximum time required for an operator to reach a regulator, hours? | 1
| How frequently (hrs) will an operator move a gate if required or instructed? | 24
| How frequently (days) are gates typically operated? | 6
| Officially, can the gate operator make gate adjustments without upper approval? | Yes
| In reality, do gate operators make adjustments without upper approval? | Yes
| If the operators make their own decisions, how good are their decisions (10=Excellent, 1=Horrible) | 5
| Minutes required for an operator to make a significant setting change on the gate | 3
Internal Indicators for Second Level Canal Cross Regulator Hardware
| Ease of cross regulator operation under the current target operation. This does not mean that the current targets are being met. Rather, this rating indicates how easy or difficult it would be to move the cross regulators to meet the targets. Assign a v | 2.5
4 - Very easy to operate. Hardware moves easily and quickly, or hardware has automatic features that work well. Water levels or flows could be controlled easily if desired. Current targets can be met with less than 2 manual changes per day.
3 - Easy and quick to physically operate, but requires many manual interventions per structure per day to meet target.
2 - Cumbersome to operate, but physically possible. Requires more than 5 manual changes per structure per day to meet target, but is difficult or dangerous to operate.
1 - Cumbersome, difficult, or dangerous to operate. In some cases it is almost physically impossible to meet objectives.
0 - Communications and hardware are very inadequate to meet the requirements. Almost impossible to operate as intended.
| Level of maintenance of the cross regulators. (0-4) | 2
4 - Excellent preventative maintenance. Broken items are typically fixed within a few days, except in very unusual circumstances.
3 - Decent preventative maintenance. Broken items are fixed within 2 weeks. Reasonable equipment is available for maintenance operations.
2 - Routine maintenance is only done on critical items. Broken items are noticeable throughout the project, but not serious.
1 - Even routine maintenance is lacking in many cases. Many broken items are noticeable, sometimes on important structures.
0 - Large-scale damage has occurred due to deferred maintenance. Little or no maintenance equipment is in working order.
| Maximum unintended weekly fluctuation of target water levels in the canal, expressed as a percentage of the average water level drop across a turnout. For example, if the water level in the canal varies by 40 cm (highest to lowest level at a point), and | 60
| Computed index regarding water level fluctuation (0-4) | 0
| Computed index regarding the travel time of a flow rate change throughout this canal level (0-4) | 4
Second Level Canal Cross Regulator Personnel
| For whom do the operators work? | Umbrella WUA
| Typical education level of operator (years of school) | 12
| What is the option for firing an operator? (describe) | Not difficult
| Do incentives exist for exemplary work?(10=high, 1=none) | 1
| Do incentives exist for average work?(10=high, 1=none) | 1
| Are operators encouraged to think and act on their own?(10=Definitely yes; 1=No) | 8
| Is there a formal performance review process annually? | No
| If so, is it written down & understood by employees? | n/a
| Number of persons fired in last 10 yrs for incompetence | 1
Second Level Canal Communications/Transportation
| How often do operators communicate with the next higher level? (hr) | 24
| Computed Index of communications frequency (0-4) | 1
| How often do operators or supervisors of this level communicate with the next lower level? (hr) | 48
| Computed Index of communications frequency (0-4) | 1
| How frequently do supervisors physically visit this level of canal and talk with operators? (days) | 7
| Computed index of visiting frequency (0-4) | 2
| Dependability of voice communications by the operators (by phone or radio) (0-4) | 3
4 - Excellent - lines work all the time.
3 - Very good. Lines work at least 95% of the time
2 - Poor at many of the sites. However, there is a good line of communication within 30 minutes of travel by the operator
1 - No direct line is available to operators, but they are within 30 minutes travel time to some line and that line of communication almost always works.
0 - No direct line is available to the operators, but they are within 30 minutes travel time to some line. However, even that line often does not work.
| Existence and frequency of remote monitoring (either automatic or manual) at key spill points, including the end of the canal. (0-4) | 2
4 - Excellent. At all key points, feedback is provided at least every 2 hours.
3 - Excellent coverage. However, data are recorded continuously on-site and feedback is only once per day.
2 - Data is recorded several times per day and stored on-site. Feedback is once per week.
1 - Only a few sites are covered. Feedback occurs weekly.
0 - Monthly or less frequent feedback of a few sites
| Availability of roads along the canal (0-4) | 2
4 - Very good access for automobiles on at least one side in all but extreme weather. Equipment access on the second side.
3 - Good access for automobiles on at least one side in all but extreme weather. Limited access in some areas on the second side.
2 - Rough but accessible road on one side of the canal. No access on the second side.
1 - All of the canal can be easily traversed on one side with a motorcycle, but maintenance equipment access is very limited.
0 - No apparent maintained access on either side of the road, for very long sections of this canal.
| How is communication done? (explain) | With portable radios
| What is the transportation of mobile personnel? | Motorcycle
| How many automatic remote monitoring sites are there? | 0
| Travel time from the maintenance yard to the most distant point along this canal (for crews and maintenance equipment) - hours | 5
| Computed index of travel time for maintenance (0-4). | 0
| Travel time (hours) needed to reach the office of the Second Level Canal, from the office of the supplier | 0.5
Second Level Canal Off-Takes (Turnouts)
| Percentage of the offtake flows that are taken from unofficial offtakes | 10
| Magnitude of a typical significant offtake flow rate, cms | 0.5
| Number of significant offtakes/km | 2
| Typical change in water surface elevations across an off-take (main turnout), cm | 10
| Can they physically operate as needed? (10=Excellent, 1=Horrible) | 4
| Are they physically operated as theoretically intended? (10=Excellent, 1=Horrible) | 4
| How well can the offtakes be supplied when the canal flow rates are low? (10=Excellent, 1=Horrible) | 3
| Personnel from what level operate the offtakes? (1=this level; 2=lower; 3=both) | 1
| How frequently is the offtake examined by personnel? (hours) | 24
| Officially, how frequently should offtakes be adjusted? (days) | 7
| Officially, can offtake operators make flow rate adjustments without upper approval? (Yes/No) | Yes
| In reality, do offtake operators make flow rate adjustments without upper approval? (Yes/No) | Yes
Scheduling of Flows From Second Level Canal Offtakes
What % of the time is the flow OFFICIALLY scheduled as follows:
Proportional flow
Rotation
Schedule computed by higher level - no lower level input
Schedule computed by higher level - some lower level input
Schedule by operator based on judgement of supply and d/s needs
| Schedule actively matches real-time lower level requests | 100
| The value to the right should equal 100 once the data above is entered | 100
What % of the time is the flow ACTUALLY scheduled as follows:
Proportional flow
Rotation
Schedule computed by higher level - no lower level input
Schedule computed by higher level - some lower level input
| Schedule by operator based on judgement of supply and d/s needs | 80
| Schedule actively matches real-time lower level requests | 20
| The value to the right should equal 100 once the data above is entered | 100
Control of Flows From Second Level Canal Offtakes
| Official type of flow control device | Orifice
| Common name | metergate
| Official type of flow measurement device | metergate
| Common name? | metergate
| Actual flow control/measurement | metergate
| Probable accuracy of Q control/meas., +/-% | 15
Turnout Indicators (Second Level Canal)
| Ease of turnout (to the next lower level) operation under the current target operation. This does not mean that the current targets are being met; rather this rating indicates how easy or difficult it would be to move the turnouts and measure flows to me | 3
4 - Very easy to operate. Hardware moves easily and quickly, or hardware has automatic features that work well. Water divisions or flows could be controlled easily if desired. Current targets can be met with less than 2 manual changes per day.
3 - Easy and quick to physically operate. Flow rate or target measurement devices are reasonable but not excellent.
2 - Cumbersome to operate, but physically possible. Flow rate measurement devices or techniques appear to be poor, along with poor calibration.
1 - Cumbersome, difficult, or dangerous to operate, and in some cases almost physically impossible to meet objectives.
0 - Communications and hardware are very inadequate to meet the requirements. Almost impossible to operate as intended.
| Level of maintenance of the turnouts that supply the next lower level.(0-4) | 2
4 - Excellent preventative maintenance. Broken items are typically fixed within a few days, except in very unusual circumstances.
3 - Decent preventative maintenance. Broken items are fixed within 2 weeks. Reasonable equipment is available for maintenance operations.
2 - Routine maintenance is only done on critical items. Broken items are noticeable throughout the project, but not serious.
1 - Even routine maintenance is lacking in many cases. Many broken items are noticeable, sometimes on important structures.
0 - Large-scale damage has occurred due to deferred maintenance. Little or no maintenance equipment is in working order.
| Flow rate capacities of the Second Level Canal turnouts (to the next lower level) (0-4) | 4
4 - No problems passing the maximum desired flow rates.
2 - Minor problems
0 - Serious problems - many structures are under-designed.
Regulating Reservoir Indicators (Second Level Canal)
| Suitability of the number of location(s) (0-4) | 0
4 - Properly located and of sufficient quantity.
2 - There is 1 regulating reservoir but more are needed or the location is wrong.
0 - None.
| Effectiveness of operation (0-4) | 0
4 - Excellent.
2 - They are used, but well below their potential.
0 - There are none, they are not used, or are used incorrectly.
| Suitability of the storage/buffer capacities (0-4) | 0
4 - Excellent.
2 - Helpful, but not large enough.
0 - There are none, or they are so small that they give almost no benefit.
| Maintenance (0-4) | 0
4 - Excellent.
2 - Not too good.
0 - None, or very bad siltation and weed growth so that the effectiveness is reduced.
Operation (Second Level Canal)
| How frequently does the headworks respond to realistic real time feedback from the operators/observers of this canal level? This question deals with a mismatch of orders, and problems associated with wedge storage variations and wave travel times. Assign a value of 0-4 | 1
4 - If there is an excess or deficit (spill or deficit at the tail ends), the headworks responds within 12 hours.
2.7 - Headworks responds to real-time feedback observations within 24 hours
1.3 - Headworks responds within 3 days.
0 - Headworks responds in a time of greater than 3 days.
| Existence and effectiveness of water ordering/delivery procedures to match actual demands. This is different than the previous question, because the previous question dealt with problems that occur AFTER a change has been made. | 0
4 - Excellent. Information passes from the lower level to this level in a timely and reliable manner, and the system then responds.
2.7 -Good. Reliable procedure. Updated at least once every 2 days, and the system responds.
1.3 - The schedule is updated at least weekly with meaningful data. Changes are actually made based on downstream requirements.
0 - Perhaps the schedule is updated weekly, but with data that is not very meaningful. Corresponding changes may not actually be made.
| Clarity and correctness of instructions to operators. | 2
4 - Instructions are very clear and very correct.
2.7 - Instructions are clear, but lacking in sufficient detail.
1.3 - Instructions are unclear, but are generally correct.
0 - Instructions are incorrect, whether they are clear or not.
| How frequently is the whole length of this canal checked for problems and reported to the office? This means one or more persons physically drive all the sections of the canal. | 3
4 - Once/day
2.7 - Once/2 days
1.3 - Once per week
0 - Once per month or less often
Capacity "bottlenecks" in the Second Level Canal
Describe any flow rate restrictions in the Second Level Canal, including their location and hydraulic nature (this is different than most other questions because it asks for a written description) None were noticed.
ACTUAL Service that the Second Level Canal Provides to its Subcanals
| Flexibility Index - Choose a value from 0-4, based on the scale below: | 1
4 - Wide range of frequency, rate, and duration, but the schedule is arranged by the downstream subcanals several times daily, based on actual need.
3 - Wide range of frequency, rate, and duration but arranged by the downstream canal once/day based on actual need.
2 - Schedules are adjusted weekly by downstream operators
1 - The schedules are dictated by the project office. Changes are made at least weekly.
0 - The delivery schedule is unknown by the downstream operators, or changes are made less frequently than weekly.
| Reliability Index - Choose a value from 0-4, based on the scale below: | 2
4 - Operators of the next lower level know the flows and receive the flows within a few hours of the targeted time. There are no shortages during the year.
3 - Operators of the next lower level know the flows, but may have to wait as long as a day to obtain the flows they need. Only a few shortages throughout the year.
2 - The flow changes arrive plus or minus 2 days, but are correct. Perhaps 4 weeks of some shortage throughout the year.
1 - The flows arrive plus or minus 4 days, but are incorrect. Perhaps 7 weeks of some shortage throughout the year.
0 - Unreliable frequency, rate, and duration more than 50% of the time and the volume is unknown.
| Equity Index - Choose a value from 0-4, based on the scale below: | 1.8
4 - Points along the canal enjoy the same level of good service
3 - 5% of the canal turnouts receive significantly poorer service than the average
2 - 15% of the canal turnouts receive significantly poorer service than the average.
1 - 25% of the canal turnouts receive singificantly poorer service than the average.
0 - Worse than 25%, or there may not even be any consistent pattern.
| Control of flows to customers of the next lower level - Choose a value from 0-4, based on the scale below: | 1.6
4 - Flows are known and controlled within 5%
3 - Flows are known and are controlled within 10%
2 - Flows are not known but are controlled within 10%
1 - Flows are controlled within 20%
0 - Flows are controlled within 25%

## 10. Third Level Canals
0
Project Name:
Example Project
Date:
October 20 2002
Third Level Canal
Control of Flows Into Third Level Canals
| Type of flow control device | Metergates
| Type of flow measurement device | Metergates
| Probably accuracy of Flow control AND measurement, +/- % | 15
Third Level Canal Characteristics
| Total length of Third Level Canals, km | 400
| Length of longest Third Level Canal, km | 4
| Approximate canal invert slope, % | 0.0002
| Do uncontrolled drain flows enter the canal? (Yes/No) | No
| Percentage of a typical canal cross section that is filled with silt | 20
| Total number of spill points for a typical Third Level Canal | 2
| Water travel time (hours) from start to first deliveries | 0.25
| Longest water travel time for a change to reach a delivery point of this canal level from the source or from a buffer reservoir (hours) - i.e., water travel time to the most downstream delivery | 3
| Has seepage been measured well? | No
| Have spills been measured well? | No
| Number of wells feeding into the canal | 0
| How effectively are they used for regulation? (10=Excellent, 1=Horrible) | n/a
Lining type (percentage of all Third Level Canals)
Masonry, %
Concrete, %
Other type of lining, %
| Unlined, % | 100
| The value to the right should equal 100 once the data above is entered | 100
| General level of maintenance of the canal floor and canal banks (assign a value of 0-4) | 2
4 - Excellent.
3 - Good. The canal appears to be functional, but it does not look very neat.
2 - Routine maintenance is not good enough to prevent some decrease in performance of the canal.
1 - Decreased performance is evident in at least 30% of the canal.
0 - Almost no meaningful maintenance. Major items and sections are in disrepair.
| General lack of undesired seepage (note: if deliberate conjunctive use is practiced, some seepage may be desired). Assign a value of 0-4 | 3
4 - Very little seepage (less than 4%)
3 - 4-8% of what enters this canal.
2 - 9 - 15% along this canal
1 - 16-25% along this canal.
0 - Extremely high levels of undesired seepage. Provides severe limitations to deliveries.
| Availability of proper equipment and staff to adequately maintain this canal (0-4) | 1
4 - Excellent maintenance equipment and organization of people.
3 - Equipment and number of people are reasonable to do the job, but there are some organizational problems.
2 - Most maintenance equipment functions, and the staff is large enough to reach critical items in a week or so. Other items often wait a year or more for maintenance.
1 - Minimal equipment and staff. Critical equipment works, but much of the equipment does not. Staff are poorly trained, not motivated, or are insufficient in size.
0 - Almost no adequate and working maintenance equipment is available, nor is there good mobilization of people.
Third Level Canal Cross Regulators
| Condition of cross regulators (10=Excellent, 1=Horrible) | 4
| Type of cross regulator (describe) | Flashboards
| Do operators live at each cross regulator site? (Yes/No) | No
| Can the ones that exist operate as needed? (10=Excellent, 1=Horrible) | 7
| Are they operated as theoretically intended?(10=Excellent, 1=Horrible) | 7
| Number of cross regulators/km | 1
| Are there large overflows at cross regulator sides? | No
| Unintended weekly maximum controlled water surface variation in an average gate, cm | 6
| In months with water, what is the maximum number of days of no gate change? | 4
| What is the maximum time required for an operator to reach a regulator, hours? | 0.5
| How frequently (hrs) will an operator move a gate if required or instructed? | 6
| How frequently (days) are gates typically operated? | 7
| Officially, can the gate operator make gate adjustments without upper approval? | Yes
| In reality, do gate operators make adjustments without upper approval? | Yes
| If the operators make their own decisions, how good are their decisions (10=Excellent, 1=Horrible) | 5
| Minutes required for an operator to make a significant setting change on the gate | 2
Internal Indicators for Third Level Canal Cross Regulator Hardware
| Ease of cross regulator operation under the current target operation. This does not mean that the current targets are being met. Rather, this rating indicates how easy or difficult it would be to move the cross regulators to meet the targets. Assign a v | 2.5
4 - Very easy to operate. Hardware moves easily and quickly, or hardware has automatic features that work well. Water levels or flows could be controlled easily if desired. Current targets can be met with less than 2 manual changes per day.
3 - Easy and quick to physically operate, but requires many manual interventions per structure per day to meet target.
2 - Cumbersome to operate, but physically possible. Requires more than 5 manual changes per structure per day to meet target, but is difficult or dangerous to operate.
1 - Cumbersome, difficult, or dangerous to operate. In some cases it is almost physically impossible to meet objectives.
0 - Communications and hardware are very inadequate to meet the requirements. Almost impossible to operate as intended.
| Level of maintenance of the cross regulators. (0-4) | 2
4 - Excellent preventative maintenance. Broken items are typically fixed within a few days, except in very unusual circumstances.
3 - Decent preventative maintenance. Broken items are fixed within 2 weeks. Reasonable equipment is available for maintenance operations.
2 - Routine maintenance is only done on critical items. Broken items are noticeable throughout the project, but not serious.
1 - Even routine maintenance is lacking in many cases. Many broken items are noticeable, sometimes on important structures.
0 - Large-scale damage has occurred due to deferred maintenance. Little or no maintenance equipment is in working order.
| Maximum unintended weekly fluctuation of target water levels in the canal, expressed as a percentage of the average water level drop across a turnout. For example, if the water level in the canal varies by 40 cm (highest to lowest level at a point), and | 60
| Computed index regarding water level fluctuation (0-4) | 0
| Computed index regarding the travel time of a flow rate change throughout this canal level (0-4) | 4
Third Level Canal Cross Regulator Personnel
| For whom do the operators work? | Umbrella WUA
| Typical education level of operator (years of school) | 8
| What is the option for firing an operator? (describe) | Fairly simple.
| Do incentives exist for exemplary work?(10=high, 1=none) | 1
| Do incentives exist for average work?(10=high, 1=none) | 1
| Are operators encouraged to think and act on their own?(10=Definitely yes; 1=No) | 4
| Is there a formal performance review process annually? | No
| If so, is it written down & understood by employees? | n/a
| Number of persons fired in last 10 yrs for incompetence | 2
Third Level Canal Communications/Transportation
| How often do operators communicate with the next higher level? (hr) | 48
| Computed Index of communications frequency (0-4) | 1
| How often do operators or supervisors of this level communicate with the next lower level? (hr) | 24
| Computed Index of communications frequency (0-4) | 2
| How frequently do supervisors physically visit this level of canal and talk with operators? (days) | 30
| Computed index of visiting frequency (0-4) | 1
| Dependability of voice communications by the operators (by phone or radio) (0-4) | 2
4 - Excellent - lines work all the time.
3 - Very good. Lines work at least 95% of the time
2 - Poor at many of the sites. However, there is a good line of communication within 30 minutes of travel by the operator
1 - No direct line is available to operators, but they are within 30 minutes travel time to some line and that line of communication almost always works.
0 - No direct line is available to the operators, but they are within 30 minutes travel time to some line. However, even that line often does not work.
| Existence and frequency of remote monitoring (either automatic or manual) at key spill points, including the end of the canal. (0-4) | 0
4 - Excellent. At all key points, feedback is provided at least every 2 hours.
3 - Excellent coverage. However, data are recorded continuously on-site and feedback is only once per day.
2 - Data is recorded several times per day and stored on-site. Feedback is once per week.
1 - Only a few sites are covered. Feedback occurs weekly.
0 - Monthly or less frequent feedback of a few sites
| Availability of roads along the canal (0-4) | 0.75
4 - Very good access for automobiles on at least one side in all but extreme weather. Equipment access on the second side.
3 - Good access for automobiles on at least one side in all but extreme weather. Limited access in some areas on the second side.
2 - Rough but accessible road on one side of the canal. No access on the second side.
1 - All of the canal can be easily traversed on one side with a motorcycle, but maintenance equipment access is very limited.
0 - No apparent maintained access on either side of the road, for very long sections of this canal.
| How is communication done? (explain) | By phone from home
| What is the transportation of mobile personnel? | Bicycle
| How many automatic remote monitoring sites are there? | 0
| Travel time from the maintenance yard to the most distant point along this canal (for crews and maintenance equipment) - hours | 4
| Computed index of travel time for maintenance (0-4). | 1
| Travel time (hours) needed to reach the office of the Third Level Canal, from the office of the supplier | 2
Third Level Canal Off-Takes (Turnouts)
| Percentage of the offtake flows that are taken from unofficial offtakes | 20
| Magnitude of a typical significant offtake flow rate, cms | 0.04
| Number of significant offtakes/km | 20
| Typical change in water surface elevations across an off-take (main turnout), cm | 10
| Can they physically operate as needed? (10=Excellent, 1=Horrible) | 2
| Are they physically operated as theoretically intended? (10=Excellent, 1=Horrible) | 2
| How well can the offtakes be supplied when the canal flow rates are low? (10=Excellent, 1=Horrible) | 2
| Personnel from what level operate the offtakes? (1=this level; 2=lower; 3=both) | 3
| How frequently is the offtake examined by personnel? (hours) | 48
| Officially, how frequently should offtakes be adjusted? (days) | 48
| Officially, can offtake operators make flow rate adjustments without upper approval? (Yes/No) | Yes
| In reality, do offtake operators make flow rate adjustments without upper approval? (Yes/No) | Yes
Scheduling of Flows From Third Level Canal Offtakes
What % of the time is the flow OFFICIALLY scheduled as follows:
Proportional flow
| Rotation | 100
Schedule computed by higher level - no lower level input
Schedule computed by higher level - some lower level input
Schedule by operator based on judgement of supply and d/s needs
Schedule actively matches real-time lower level requests
| The value to the right should equal 100 once the data above is entered | 100
What % of the time is the flow ACTUALLY scheduled as follows:
Proportional flow
| Rotation | 80
Schedule computed by higher level - no lower level input
Schedule computed by higher level - some lower level input
Schedule by operator based on judgement of supply and d/s needs
| Schedule actively matches real-time lower level requests | 20
| The value to the right should equal 100 once the data above is entered | 100
Control of Flows From Third Level Canal Offtakes
| Official type of flow control device | Pipe
| Common name | Pipe
| Official type of flow measurement device | none
| Common name? | n/a
| Actual flow control/measurement | none
| Probable accuracy of Q control/meas., +/-% | 50
Turnout Indicators (Third Level Canal)
| Ease of turnout (to the next lower level) operation under the current target operation. This does not mean that the current targets are being met; rather this rating indicates how easy or difficult it would be to move the turnouts and measure flows to me | 0
4 - Very easy to operate. Hardware moves easily and quickly, or hardware has automatic features that work well. Water divisions or flows could be controlled easily if desired. Current targets can be met with less than 2 manual changes per day.
3 - Easy and quick to physically operate. Flow rate or target measurement devices are reasonable but not excellent.
2 - Cumbersome to operate, but physically possible. Flow rate measurement devices or techniques appear to be poor, along with poor calibration.
1 - Cumbersome, difficult, or dangerous to operate, and in some cases almost physically impossible to meet objectives.
0 - Communications and hardware are very inadequate to meet the requirements. Almost impossible to operate as intended.
| Level of maintenance of the turnouts that supply the next lower level.(0-4) | 1
4 - Excellent preventative maintenance. Broken items are typically fixed within a few days, except in very unusual circumstances.
3 - Decent preventative maintenance. Broken items are fixed within 2 weeks. Reasonable equipment is available for maintenance operations.
2 - Routine maintenance is only done on critical items. Broken items are noticeable throughout the project, but not serious.
1 - Even routine maintenance is lacking in many cases. Many broken items are noticeable, sometimes on important structures.
0 - Large-scale damage has occurred due to deferred maintenance. Little or no maintenance equipment is in working order.
| Flow rate capacities of the Third Level Canal turnouts (to the next lower level) (0-4) | 2
4 - No problems passing the maximum desired flow rates.
2 - Minor problems
0 - Serious problems - many structures are under-designed.
Regulating Reservoir Indicators (Third Level Canal)
| Suitability of the number of location(s) (0-4) | 0
4 - Properly located and of sufficient quantity.
2 - There is 1 regulating reservoir but more are needed or the location is wrong.
0 - None.
| Effectiveness of operation (0-4) | 0
4 - Excellent.
2 - They are used, but well below their potential.
0 - There are none, they are not used, or are used incorrectly.
| Suitability of the storage/buffer capacities (0-4) | 0
4 - Excellent.
2 - Helpful, but not large enough.
0 - There are none, or they are so small that they give almost no benefit.
| Maintenance (0-4) | 0
4 - Excellent.
2 - Not too good.
0 - None, or very bad siltation and weed growth so that the effectiveness is reduced.
Operation (Third Level Canal)
| How frequently does the headworks respond to realistic real time feedback from the operators/observers of this canal level? This question deals with a mismatch of orders, and problems associated with wedge storage variations and wave travel times. Assign a value of 0-4 | 0
4 - If there is an excess or deficit (spill or deficit at the tail ends), the headworks responds within 12 hours.
2.7 - Headworks responds to real-time feedback observations within 24 hours
1.3 - Headworks responds within 3 days.
0 - Headworks responds in a time of greater than 3 days.
| Existence and effectiveness of water ordering/delivery procedures to match actual demands. This is different than the previous question, because the previous question dealt with problems that occur AFTER a change has been made. | 0.5
4 - Excellent. Information passes from the lower level to this level in a timely and reliable manner, and the system then responds.
2.7 -Good. Reliable procedure. Updated at least once every 2 days, and the system responds.
1.3 - The schedule is updated at least weekly with meaningful data. Changes are actually made based on downstream requirements.
0 - Perhaps the schedule is updated weekly, but with data that is not very meaningful. Corresponding changes may not actually be made.
| Clarity and correctness of instructions to operators. | 1.3
4 - Instructions are very clear and very correct.
2.7 - Instructions are clear, but lacking in sufficient detail.
1.3 - Instructions are unclear, but are generally correct.
0 - Instructions are incorrect, whether they are clear or not.
| How frequently is the whole length of this canal checked for problems and reported to the office? This means one or more persons physically drive all the sections of the canal. | 2.7
4 - Once/day
2.7 - Once/2 days
1.3 - Once per week
0 - Once per month or less often
Capacity "bottlenecks" in the Third Level Canal
Describe any flow rate restrictions in the Third Level Canal, including their location and hydraulic nature (this is different than most other questions because it asks for a written description) None observed.
ACTUAL Service that the Third Level Canal Provides to its Subcanals
| Flexibility Index - Choose a value from 0-4, based on the scale below: | 0
4 - Wide range of frequency, rate, and duration, but the schedule is arranged by the downstream subcanals several times daily, based on actual need.
3 - Wide range of frequency, rate, and duration but arranged by the downstream canal once/day based on actual need.
2 - Schedules are adjusted weekly by downstream operators
1 - The schedules are dictated by the project office. Changes are made at least weekly.
0 - The delivery schedule is unknown by the downstream operators, or changes are made less frequently than weekly.
| Reliability Index - Choose a value from 0-4, based on the scale below: | 1.5
4 - Operators of the next lower level know the flows and receive the flows within a few hours of the targeted time. There are no shortages during the year.
3 - Operators of the next lower level know the flows, but may have to wait as long as a day to obtain the flows they need. Only a few shortages throughout the year.
2 - The flow changes arrive plus or minus 2 days, but are correct. Perhaps 4 weeks of some shortage throughout the year.
1 - The flows arrive plus or minus 4 days, but are incorrect. Perhaps 7 weeks of some shortage throughout the year.
0 - Unreliable frequency, rate, and duration more than 50% of the time and the volume is unknown.
| Equity Index - Choose a value from 0-4, based on the scale below: | 0.75
4 - Points along the canal enjoy the same level of good service
3 - 5% of the canal turnouts receive significantly poorer service than the average
2 - 15% of the canal turnouts receive significantly poorer service than the average.
1 - 25% of the canal turnouts receive singificantly poorer service than the average.
0 - Worse than 25%, or there may not even be any consistent pattern.
| Control of flows to customers of the next lower level - Choose a value from 0-4, based on the scale below: | 0
4 - Flows are known and controlled within 5%
3 - Flows are known and are controlled within 10%
2 - Flows are not known but are controlled within 10%
1 - Flows are controlled within 20%
0 - Flows are controlled within 25%

## 11. Final deliveries
Project Name:
Example Project
Date:
October 20 2002
Point of Management Change (downstream of which the Paid Employees do not operate turnouts)
| Hectares downstream of that point (typical) | 4
| Number of water users downstream of that point (typical) | 7
Actual Service provided at the most downstream point operated by a paid employee.
| Number of fields downstream of this point (select from below, 0-4) | 0
4 - 1 field
3 - less than 3 fields
2 - less than 6 fields
1 - less than 10 fields
0 - 10 or more fields
| Measurement of volumes delivered at this point (0-4) | 0
4 - Excellent measurement and control devices, properly operated and recorded
3 - Reasonable measurement and control devices, average operation
2 - Useful but poor measurement of volumes and flow rates
1 - Reasonable measurement of flows, but not of volumes
0 - No measurement of volumes or flows
| Flexibility (0-4) | 1
4 - Unlimited frequency, rate, and duration, but arranged by users within a few days
3 - Fixed frequency, rate or duration, but arranged.
2 - Dictated rotation, but it approximately matches the crop needs
1 - Rotation deliveries, but on a somewhat uncertain schedule
0 - No established rules
| Reliability (0-4) | 2
4 - Water always arrives with the frequency, rate, and duration promised. Volume is known.
3 - Very reliable in rate and duration, but occasionally there are a few days of delay. Volume is known
2 - Water arrives about when it is needed, and in the correct amounts. Volume is unknown.
1 - Volume is unknown, and deliveries are fairly unreliable - but less than 50% of the time.
0 - Unreliable frequency, rate, and duration more than 50% of the time, and volume delivered in unknown.
| Apparent Equity (0-4) | 1
4 - All points throughout the project and within tertiary units receive the same type of water delivery service
3 - Areas of the project receive the same amounts of water, but within an area service is somewhat inequitable.
2 - Areas of the project unintentionally receive somewhat different amounts of water, but within an area it is equitable.
1 - There are medium inequities both between areas and within areas.
0 - There are differences of more than 50% throughout the project on a fairly wide-spread basis.
Final Water Distribution to Individual Ownership Units (e.g., field or farm)
What percentage of the final distribution of water to individual fields is made by these people?
No one (%)
| Individual farmer or farm irrigator (%) | 100
WUA volunteer (%)
WUA employee (%)
Project-level employee (%)
| Check: The value on the right should equal 100% if the question above is answered properly | 100
| If farmers must cooperate, how many farmers must cooperate to make the final distribution of water to fields? | 7
What percentage of the final distribution is done through:
| Small unlined distributary canals (%) | 100
Larger unlined canals (%)
Field-through-field conveyance (%)
Pipelines (%)
Lined canals (%)
| Check: The value on the right should equal 100% if the question above is answered properly | 100
| General condition of final conveyance (10=Excellent, 1=Horrible) | 3
| Ability to measure flow rate to individual fields/farm (10=Excellent, 1=Horrible) | 1
| Ability to measure volume to individual fields/farm (10=Excellent, 1=Horrible) | 1
FLEXIBILITY to final field/farm
| Are there written arrangements/policies for FREQUENCY of water delivery? (Yes/No) | No
| How closely are they followed? (10=Excellent, 1=Horrible) | 1
| Are actual practices better than official policies?(10=Yes, 1=No) | 2
| Are there written arrangements/policies for RATE of water delivery? (Yes/No) | No
| How closely are they followed? (10=Excellent, 1=Horrible) | 1
| Are actual practices better than official policies?(10=Yes, 1=No) | 2
| Are there written arrangements/policies for DURATION of water delivery? (Yes/No) | No
| How closely are they followed? (10=Excellent, 1=Horrible) | 3
| Are actual practices better than official policies?(10=Yes, 1=No) | 3
What percentage of the time do farmers actually receive water as:?
Continuous flow - no adjustments (%)
Continuous flow - some adjustments (%)
Fixed rotation - well defined schedule that is followed (%)
| Fixed rotation - well defined schedule that is often not followed (%) | 50
| Rotation - variable but known schedule (%) | 25
| Rotation - variable and unknown schedule (%) | 25
Arranged (but not part of a rotation) (%)
| Check: The value on the right should equal 100% if the question above is answered properly | 100
| Advance days notice required if water deliveries are arranged | n/a
EQUITY
| Is there an effective legal mechanism to ensure that individual farmers receive water with equity? (Yes/No) | No
Actual Service received by individual units (field or farms).
| Measurement of volumes to the individual units (0-4) | 0
4 - Excellent measurement and control devices, properly operated and recorded
3 - Reasonable measurement and control devices, average operation
2 - Useful but poor measurement of volumes and flow rates
1 - Reasonable measurement of flows, but not of volumes
0 - No measurement of volumes or flows
| Flexibility to the individual units (0-4) | 1
4 - Unlimited frequency, rate, and duration, but arranged by users within a few days
3 - Fixed frequency, rate or duration, but arranged.
2 - Dictated rotation, but it approximately matches the crop needs
1 - Rotation deliveries, but on a somewhat uncertain schedule
0 - No established rules
| Reliability to the individual units (0-4) | 1
4 - Water always arrives with the frequency, rate, and duration promised. Volume is known.
3 - Very reliable in rate and duration, but occasionally there are a few days of delay. Volume is known
2 - Water arrives about when it is needed, and in the correct amounts. Volume is unknown.
1 - Volume is unknown, and deliveries are fairly unreliable - but less than 50% of the time.
0 - Unreliable frequency, rate, and duration more than 50% of the time, and volume delivered in unknown.
| Apparent Equity to individual units (0-4) | 1
4 - All fields throughout the project and within tertiary units receive the same type of water delivery service
3 - Areas of the project receive the same amounts of water, but within an area the water delivery service is somewhat inequitable.
2 - Areas of the project unintentionally receive somewhat different amounts of water (unintentionally), but within an area the water delivery service is equitable.
1 - There are medium inequities both between areas and within areas.
0 - There are differences of more than 50% throughout the project on a fairly wide-spread basis.
Perceptions by Visiting Team
| Sense of lack of conflict between users (10=no conflicts, 1=huge problems) | 5
| Sense of lack of conflict between users and the government/project (10=no conflicts, 1=huge problems) | 4
| Ability to convert to modern field irrigation systems (10=easy; 1=almost impossible with the level of service provided) | 1
"Order" Indicators - Evidence of orderly behavior throughout the canals that are operated by paid employees.
| Degree to which deliveries are NOT taken when not allowed, or NOT taken at flow rates greater than allowed (0-4) | 1
4 - No noticeable evidence of farmers or WUAs taking deliveries when not allowed, or at flow rates greater than allowed.
3 - Between 0 and 5% of deliveries are taken when not allowed or at flow rates greater than allowed.
2 - Between 5 and 15% of deliveries are taken when not allowed or at flow rates greater than allowed.
1 - Between 15 and 30% of deliveries are taken when not allowed or at flow rates greater than allowed.
0 - Greater than 30% of deliveries are taken when not allowed or at flow rates greater than allowed.
| Noticeable non-existence of unauthorized turnouts from canals (0-4). | 0
4 - No noticeable evidence of farmers or WUAs having unauthorized turnout locations.
3 - Between 0 and 3% of deliveries are taken from unauthorized locations.
2 - Between 3 and 6% of deliveries are taken from unauthorized locations.
1 - Between 6 and 10% of deliveries are taken from unauthorized locations.
0 - Greater than 10% of deliveries are taken from unauthorized locations.
| Lack of vandalism of structures (0-4). | 0
4 - No noticeable evidence of vandalism of structures.
3 - Between 0 and 3% of structures are vandalized.
2 - Between 3 and 6% of structures are vandalized.
1 - Between 6 and 10% of structures are vandalized.
0 - More than 10% of structures are vandalized.

## 12. Internal Indicators
Project Name:
Example Project
Date:
October 20 2002
Points for understanding this Indicator Summary
1. This spreadsheet only applies to INTERNAL indicators. A separate spreadsheet is used for EXTERNAL indicators such as Irrigation Efficiency and Relative Water Supply.
2. The majority of the values on this worksheet are automatically transferred from previous worksheets in this spreadsheet.
3. Some of the indicator values on this worksheet must be assigned by the user.
4. The organization of this worksheet is as follows:
a. The alpha-numeric label for each indicator is found in Column A
b. The Primary Indicator name is given in Column B
c. The Sub-Indicator is described in Column C
d. The assigned value for each Sub-Indicator is found in Column D. Also, computed values for each Primary Indicators are found here.
e. The weight assigned to each Sub-Indicator is given in Column E.
f. The original indicator labels, as found in FAO Water Reports 19, are given here.
g. The worksheet in which the original data were entered is given.
Indicator Label | Primary Indicator Name | Sub-Indicator Name | Value (0-4) | Weighting Factor | Old Indicator Label (FAO Water Reports 19) | Worksheet Location | weight x value | sum of weighting factors
SERVICE and SOCIAL ORDER
I-1 | Actual Water Delivery Service to Individual Ownership Units (e.g., field or farm) |  | 0.90909 |  | I-1 | Final deliveries | 10 | 11
I-1A |  | Measurement of volumes | 0 | 1 | I-1A |  | 0
I-1B |  | Flexibility | 1 | 2 | I-1B |  | 2
I-1C |  | Reliability | 1 | 4 | I-1C |  | 4
I-1D |  | Apparent equity. | 1 | 4 | I-1D |  | 4
I-2 | Stated Water Delivery Service to Individual Ownership Units (e.g., field or farm) |  | 3 |  | I-5 | Project Office Questions | 33 | 11
I-2A |  | Measurement of volumes | 3 | 1 | I-5A |  | 3
I-2B |  | Flexibility | 3 | 2 | I-5B |  | 6
I-2C |  | Reliability | 3 | 4 | I-5C |  | 12
I-2D |  | Apparent equity. | 3 | 4 | I-5D |  | 12
I-3 | Actual Water Delivery Service at the most downstream point in the system operated by a paid employee |  | 0.94118 |  | I-3 | Final deliveries | 16 | 17
I-3A |  | Number of fields downstream of this point | 0 | 1 | I-3A |  | 0
I-3B |  | Measurement of volumes | 0 | 4 | I-3B |  | 0
I-3C |  | Flexibility | 1 | 4 | I-3C |  | 4
I-3D |  | Reliability | 2 | 4 | I-3D |  | 8
I-3E |  | Apparent equity. | 1 | 4 | I-3E |  | 4
I-4 | Stated Water Delivery Service at the most downstream point in the system operated by a paid employee |  | 3.1765 |  | I-7 | Project Office Questions | 54 | 17
I-4A |  | Number of fields downstream of this point | 2 | 1 | I-7A |  | 2
I-4B |  | Measurement of volumes | 3 | 4 | I-7B |  | 12
I-4C |  | Flexibility | 3 | 4 | I-7C |  | 12
I-4D |  | Reliability | 3 | 4 | I-7D |  | 12
I-4E |  | Apparent equity. | 4 | 4 | I-7E |  | 16
I-5 | Actual Water Delivery Service by the Main Canals to the Second Level Canals |  | 1.6111 |  | I-4 | Main Canal | 7.25 | 4.5
I-5A |  | Flexibility | 1 | 1 | I-4A |  | 1
I-5B |  | Reliability | 2 | 1 | I-4B |  | 2
I-5C |  | Equity | 2 | 1 | I-4C |  | 2
I-5D |  | Control of flow rates to the submain as stated | 1.5 | 1.5 | I-4D |  | 2.25
I-6 | Stated Water Delivery Service by the Main Canals to the Second Level Canals |  | 3.5556 |  | I-8 | Project Office Questions | 16 | 4.5
I-6A |  | Flexibility | 3 | 1 | I-8A |  | 3
I-6B |  | Reliability | 4 | 1 | I-8B |  | 4
I-6C |  | Equity | 3 | 1 | I-8C |  | 3
I-6D |  | Control of flow rates to the submain as stated | 4 | 1.5 | I-8D |  | 6
I-7 | Social "Order" in the Canal System operated by paid employees |  | 0.5 |  | I-9 | Final deliveries | 2 | 4
I-7A |  | Degree to which deliveries are NOT taken when not allowed, or at flow rates greater than allowed | 1 | 2 | I-9A |  | 2
I-7B |  | Noticeable non-existence of unauthorized turnouts from canals. | 0 | 1 | I-9B |  | 0
I-7C |  | Lack of vandalism of structures. | 0 | 1 | I-9C |  | 0
MAIN CANAL
I-8 | Cross regulator hardware (Main Canal) |  | 1.2857 |  | I-l0 | Main Canal | 9 | 7
I-8A |  | Ease of cross regulator operation under the current target operation. This does not mean that the current targets are being met; rather this rating indicates how easy or difficult it would be to move the cross regulators to meet the targets. | 2 | 1 | I-10A |  | 2
I-8B |  | Level of maintenance of the cross regulators. | 2 | 1 | I-10C |  | 2
I-8C |  | Lack of water level fluctuation | 1 | 3 | I-10D |  | 3
I-8D |  | Travel time of a flow rate change throughout this canal level | 1 | 2 | I-10E |  | 2
I-9 | Turnouts from the Main Canal |  | 2.3333 |  | I-12 | Main Canal | 7 | 3
I-9A |  | Ease of turnout operation under the current target operation. This does not mean that the current targets are being met; rather this rating indicates how easy or difficult it would be to move the turnouts and measure flows to meet the targets. | 2 | 1 | I-12A |  | 2
I-9B |  | Level of maintenance | 2 | 1 | I-12C |  | 2
I-9C |  | Flow rate capacities | 3 | 1 | I-12D |  | 3
I-l0 | Regulating Reservoirs in the Main Canal |  | 1.5 |  | I-13 | Main Canal | 9 | 6
I-10A |  | Suitability of the number of location(s) | 2 | 2 | I-13A |  | 4
I-10B |  | Effectiveness of operation | 1 | 2 | I-13B |  | 2
I-10C |  | Suitability of the storage/buffer capacities | 1 | 1 | I-13C |  | 1
I-10D |  | Maintenance | 2 | 1 | I-13D |  | 2
I-11 | Communications for the Main Canal |  | 2.1364 |  | I-14 | Main Canal | 23.5 | 11
I-11A |  | Frequency of communications with the next higher level? (hr) | 1 | 2 | I-14A |  | 2
I-11B |  | Frequency of communications by operators or supervisors with their customers | 2 | 2 | I-14B |  | 4
I-11C |  | Dependability of voice communications by phone or radio. | 3 | 3 | I-14C |  | 9
I-11D |  | Frequency of visits by upper level supervisors to the field. | 3 | 1 | I-14D |  | 3
I-11E |  | Existence and frequency of remote monitoring (either automatic or manual) at key spill points, including the end of the canal | 1.5 | 1 | I-14E |  | 1.5
I-11F |  | Availability of roads along the canal | 2 | 2 | I-14F |  | 4
I-12 | General Conditions for the Main Canal |  | 1.9 |  | I-15 | Main Canal | 9.5 | 5
I-12A |  | General level of maintenance of the canal floor and canal banks | 2.5 | 1 | I-15A |  | 2.5
I-12B |  | General lack of undesired seepage (note: if deliberate conjunctive use is practiced, some seepage may be desired). | 2 | 1 | I-15B |  | 2
I-12C |  | Availability of proper equipment and staff to adequately maintain this canal | 2 | 2 | I-15C |  | 4
I-12D |  | Travel time from the maintenance yard to the most distant point along this canal (for crews and maintenance equipment) | 1 | 1 | I-15D |  | 1
I-13 | Operation of the Main Canal |  | 1.52 |  | I-16 | Main Canal | 7.6 | 5
I-13A |  | How frequently does the headworks respond to realistic real time feedback from the operators/observers of this canal level? This question deals with a mismatch of orders, and problems associated with wedge storage variations and wave travel times. | 1.3 | 2 | I-16A |  | 2.6
I-13B |  | Existence and effectiveness of water ordering/delivery procedures to match actual demands. This is different than the previous question, because the previous question dealt with problems that occur AFTER a change has been made. | 0 | 1 | I-16B |  | 0
I-13C |  | Clarity and correctness of instructions to operators. | 2 | 1 | I-16C |  | 2
I-13D |  | How frequently is the whole length of this canal checked for problems and reported to the office? This means one or more persons physically drive all the sections of the canal. | 3 | 1 | I-16D |  | 3
Second Level Canals
I-14 | Cross regulator hardware (Second Level Canals) |  | 1.7857 |  | I-l0 | Second Level Canals | 12.5 | 7
I-14A |  | Ease of cross regulator operation under the current target operation. This does not mean that the current targets are being met; rather this rating indicates how easy or difficult it would be to move the cross regulators to meet the targets. | 2.5 | 1 | I-10A |  | 2.5
I-14B |  | Level of maintenance of the cross regulators. | 2 | 1 | I-10C |  | 2
I-14C |  | Lack of water level fluctuation | 0 | 3 | I-10D |  | 0
I-14D |  | Travel time of a flow rate change throughout this canal level | 4 | 2 | I-10E |  | 8
I-15 | Turnouts from the Second Level Canals |  | 3 |  | I-12 | Second Level Canals | 9 | 3
I-15A |  | Ease of turnout operation under the current target operation. This does not mean that the current targets are being met; rather this rating indicates how easy or difficult it would be to move the turnouts and measure flows to meet the targets. | 3 | 1 | I-12A |  | 3
I-15B |  | Level of maintenance | 2 | 1 | I-12C |  | 2
I-15C |  | Flow rate capacities | 4 | 1 | I-12D |  | 4
I-16 | Regulating Reservoirs in the Second Level Canals |  | 0 |  | I-13 | Second Level Canals | 0 | 6
I-16A |  | Suitability of the number of location(s) | 0 | 2 | I-13A |  | 0
I-16B |  | Effectiveness of operation | 0 | 2 | I-13B |  | 0
I-16C |  | Suitability of the storage/buffer capacities | 0 | 1 | I-13C |  | 0
I-16D |  | Maintenance | 0 | 1 | I-13D |  | 0
I-17 | Communications for the Second Level Canals |  | 1.9091 |  | I-l20 | Second Level Canals | 21 | 11
I-17A |  | Frequency of communications with the next higher level? (hr) | 1 | 2 | I-20A |  | 2
I-17B |  | Frequency of communications by operators or supervisors with their customers | 1 | 2 | I-20B |  | 2
I-17C |  | Dependability of voice communications by phone or radio. | 3 | 3 | I-20C |  | 9
I-17D |  | Frequency of visits by upper level supervisors to the field. | 2 | 1 | I-20D |  | 2
I-17E |  | Existence and frequency of remote monitoring (either automatic or manual) at key spill points, including the end of the canal | 2 | 1 | I-20E |  | 2
I-17F |  | Availability of roads along the canal | 2 | 2 | I-21F |  | 4
I-18 | General Conditions for the Second Level Canals |  | 1.72 |  | I-21 | Second Level Canals | 8.6 | 5
I-18A |  | General level of maintenance of the canal floor and canal banks | 2 | 1 | I-21B |  | 2
I-18B |  | General lack of undesired seepage (note: if deliberate conjunctive use is practiced, some seepage may be desired). | 3 | 1 | I-21C |  | 3
I-18C |  | Availability of proper equipment and staff to adequately maintain this canal | 1.8 | 2 | I-21D |  | 3.6
I-18D |  | Travel time from the maintenance yard to the most distant point along this canal (for crews and maintenance equipment) | 0 | 1 | I-21E |  | 0
I-19 | Operation of the Second Level Canals |  | 1.4 |  | I-22 | Second Level Canals | 7 | 5
I-19A |  | How frequently does the headworks respond to realistic real time feedback from the operators/observers of this canal level? This question deals with a mismatch of orders, and problems associated with wedge storage variations and wave travel times. | 1 | 2 | I-22A |  | 2
I-19B |  | Existence and effectiveness of water ordering/delivery procedures to match actual demands. This is different than the previous question, because the previous question dealt with problems that occur AFTER a change has been made. | 0 | 1 | I-22B |  | 0
I-19C |  | Clarity and correctness of instructions to operators. | 2 | 1 | I-22C |  | 2
I-19D |  | How frequently is the whole length of this canal checked for problems and reported to the office? This means one or more persons physically drive all the sections of the canal. | 3 | 1 | I-22D |  | 3
Third Level Canals
I-20 | Cross regulator hardware (Third Level Canals) |  | 1.7857 |  |  | Third Level Canals | 12.5 | 7
I-20A |  | Ease of cross regulator operation under the current target operation. This does not mean that the current targets are being met; rather this rating indicates how easy or difficult it would be to move the cross regulators to meet the targets. | 2.5 | 1 |  |  | 2.5
I-20B |  | Level of maintenance of the cross regulators. | 2 | 1 |  |  | 2
I-20C |  | Lack of water level fluctuation | 0 | 3 |  |  | 0
I-20D |  | Travel time of a flow rate change throughout this canal level | 4 | 2 |  |  | 8
I-21 | Turnouts from the Third Level Canals |  | 1 |  |  | Third Level Canals | 3 | 3
I-21A |  | Ease of turnout operation under the current target operation. This does not mean that the current targets are being met; rather this rating indicates how easy or difficult it would be to move the turnouts and measure flows to meet the targets. | 0 | 1 |  |  | 0
I-21B |  | Level of maintenance | 1 | 1 |  |  | 1
I-21C |  | Flow rate capacities | 2 | 1 |  |  | 2
I-22 | Regulating Reservoirs in the Third Level Canals |  | 0 |  |  | Third Level Canals | 0 | 6
I-22A |  | Suitability of the number of location(s) | 0 | 2 |  |  | 0
I-22B |  | Effectiveness of operation | 0 | 2 |  |  | 0
I-22C |  | Suitability of the storage/buffer capacities | 0 | 1 |  |  | 0
I-22D |  | Maintenance | 0 | 1 |  |  | 0
I-23 | Communications for the Third Level Canals |  | 1.3182 |  |  | Third Level Canals | 14.5 | 11
I-23A |  | Frequency of communications with the next higher level? (hr) | 1 | 2 |  |  | 2
I-23B |  | Frequency of communications by operators or supervisors with their customers | 2 | 2 |  |  | 4
I-23C |  | Dependability of voice communications by phone or radio. | 2 | 3 |  |  | 6
I-23D |  | Frequency of visits by upper level supervisors to the field. | 1 | 1 |  |  | 1
I-23E |  | Existence and frequency of remote monitoring (either automatic or manual) at key spill points, including the end of the canal | 0 | 1 |  |  | 0
I-23F |  | Availability of roads along the canal | 0.75 | 2 |  |  | 1.5
I-24 | General Conditions for the Third Level Canals |  | 1.6 |  |  | Third Level Canals | 8 | 5
I-24A |  | General level of maintenance of the canal floor and canal banks | 2 | 1 |  |  | 2
I-24B |  | General lack of undesired seepage (note: if deliberate conjunctive use is practiced, some seepage may be desired). | 3 | 1 |  |  | 3
I-24C |  | Availability of proper equipment and staff to adequately maintain this canal | 1 | 2 |  |  | 2
I-24D |  | Travel time from the maintenance yard to the most distant point along this canal (for crews and maintenance equipment) | 1 | 1 |  |  | 1
I-25 | Operation of the Third Level Canals |  | 0.9 |  |  | Third Level Canals | 4.5 | 5
I-25A |  | How frequently does the headworks respond to realistic real time feedback from the operators/observers of this canal level? This question deals with a mismatch of orders, and problems associated with wedge storage variations and wave travel times. | 0 | 2 |  |  | 0
I-25B |  | Existence and effectiveness of water ordering/delivery procedures to match actual demands. This is different than the previous question, because the previous question dealt with problems that occur AFTER a change has been made. | 0.5 | 1 |  |  | 0.5
I-25C |  | Clarity and correctness of instructions to operators. | 1.3 | 1 |  |  | 1.3
I-25D |  | How frequently is the whole length of this canal checked for problems and reported to the office? This means one or more persons physically drive all the sections of the canal. | 2.7 | 1 |  |  | 2.7
Budgets, Employees, WUAs
I-26 | Budgets |  | 2.2 |  | I-23 | Project Office Questions | 11 | 5
I-26A |  | What percentage of the total project (including WUA) Operation and Maintenance (O&M) is collected as in-kind services, and/or water fees from water users? | 2 | 2 | I-23A |  | 4
I-26B |  | Adequacy of the actual dollars and in-kind services that is available (from all sources) to sustain adequate Operation and Maintenance (O&M) with the present mode of operation. | 3 | 2 | I-23B |  | 6
I-26C |  | Adequacy of spending on modernization of the water delivery operation/structures (as contrasted to rehabilitation or regular operation) | 1 | 1 | I-23C |  | 1
I-27 | Employees |  | 1.5789 |  | I-24 | Project Employees | 15 | 9.5
I-27A |  | Frequency and adequacy of training of operators and middle managers (not secretaries and drivers). This should include employees at all levels of the distribution system, not only those who work in the office. | 2 | 1 | I-24A |  | 2
I-27B |  | Availability of written performance rules | 0 | 1 | I-24B |  | 0
I-27C |  | Power of employees to make decisions | 2 | 2.5 | I-24C |  | 5
I-27D |  | Ability of the project to dismiss employees with cause. | 2 | 2 | I-24D |  | 4
I-27E |  | Rewards for ememplary service | 0 | 1 | I-24E |  | 0
I-27F |  | Relative salary of an operator compared to a day laborer | 2 | 2 | I-24F |  | 4
I-28 | Water User Associations |  | 2.3077 |  | I-25 | WUA | 15 | 6.5
I-28A |  | Percentage of all project users who have a functional, formal unit that participates in water distribution | 3 | 2.5 | I-25A |  | 7.5
I-28B |  | Actual ability of the strong Water User Associations to influence real-time water deliveries to the WUA. | 2 | 1 | I-25B |  | 2
I-28C |  | Ability of the WUA to rely on effective outside help for enforcement of its rules | 1 | 1 | I-25C |  | 1
I-28D |  | Legal basis for the WUAs | 2 | 1 | I-25D |  | 2
I-28E |  | Financial strength of WUAS | 2.5 | 1 | I-25E |  | 2.5
I-29 | Mobility and Size of Operations Staff | Operation staff mobility and efficiency, based on the ratio of operating staff to the number of turnouts. | 3 |  | I-28 | Project Office Questions
I-30 | Computers for billing and record management | The extent to which computers are used for billing and record management | 2 |  | I-30 | Project Office Questions
I-31 | Computers for canal control | The extent to which computers (either central or on-site) are used for canal control | 0 |  | I-31 | Project Office Questions
| INDICATORS THAT WERE NOT PREVIOUSLY COMPUTED | THESE INDICATORS REQUIRE THE INPUT OF VALUES (0-4) IN EACH OF THE BOXES
I-32 | Ability of the present water delivery service to individual fields, to support pressurized irrigation methods |  | 0.33333 |  | I-26 | n/a | 1 | 3
I-32A | Measurement and control of volumes to the field | 4 - Excellent volumetric metering and control; 3.5 - Ability to measure flow rates reasonably well, but not volume. Flow is well controlled; 2.5 - Cannot measure flow, but can control flow rates well; 0 - Cannot control the flow rate, even though it can be measured. | 1 | 1 | I-26A | n/a | 1
I-32B | Flexibility to the field | 4 - Arranged delivery, with frequency, rate and duration promised. All can be varied upon request; 3 - Same as 4, but cannot vary the duration; 2 - 2 variables are fixed, but arranged schedule; 0 - Rotation | 0 | 1 | I-26B | n/a | 0
I-32C | Reliability to the field | 4 - Water always arrives as promised, including the appropriate volume; 3 - A few days of delay occasionally occur, but water is still very reliable in rate and duration; 0 - More than a few days delay. | 0 | 1 | I-26C | n/a | 0
I-33 | Changes required to be able to support pressurized irrigation methods |  | 1.85 |  | I-27 | n/a | 3.7 | 2
I-33A | Procedures, Management | 4 - No changes in water ordering, staff training, or mobility; 3.5 - Improved training, only. The basic procedures/conditions are just fine, they just are not being implemented to their full extent; 3.0 - Minor changes in water ordering, mobility, training, incentive programs; 2.0 - Major changes in 1 of the above; 1 - Major changes in 2 of the above; 0 - Need to completely revamp or convert almost everything. | 0.7 | 1 | I-27A | Management | 0.7
I-33B | Hardware | 4 - No changes needed; 3.5 - Only need to repair some of the existing structures so that they are workable again.; 3.0 - Improved communications, repair of some existing structures, and a few key new structures (less than US$300/ha needed), OR…very little change to existing, but new structures are needed for water recirculation; 2 - Larger capital expenditures - $US 300 - $US 600/ha; 1 - Larger capital expenditures needed (up to $US 1500/ha); 0 - Almost complete reworking of the system is needed | 3 | 1 | I-27B | Hardware | 3
I-34 | Sophistication in receiving and using feedback information. This does not need to be automatic. | 4 - Continuous feedback and continuous use of information to change inflows, with all key points monitored. Or, minimal feed back is necessary, such as with closed pipe systems.; 3 - Feedback several times a day and rapid use (within a few hours) of that information, at major points.; 2 - Feedback once/day from key points and appropriate use of information within a day; 1 - Weekly feedback and appropriate usage, or once/day feeback but poor usage of the information; 0 - No meaningful feedback, or else there is a lot of feedback but no usage. | 0 |  | I-29 | n/a
SPECIAL INDICATORS THAT DO NOT HAVE A 0-4 RATING SCALE
I-35 | Turnout density | Number of water users downstream of employee-operated turnouts | 7 |  |  | Final deliveries
I-36 | Turnouts/Operator | (Number of turnouts operated by paid employees)/(Paid Employees) | 42.5926 |  |  | Project Office
I-37 | Main Canal Chaos | (Actual/Stated) Overall Service by the Main Canal | 0.45312
I-38 | Second Level Chaos | (Actual/Stated) Overall Service at the most downstream point operated by a paid employee | 0.2963
I-39 | Field Level Chaos | (Actual/Stated) Overall Service to the Individual Ownership Units | 0.30303

## 13. IPTRID Indicators
Project: | Example Project
Date: | October 20 2002
* The following are data items that have been defined by the IPTRID Secretariat in the publication
"Guidelines for Benchmarking Performance in the Irrigation and Drainage Sector", December 2000.
* "DI 12" refers to "Data Item No. 12" of the IPTRID Guidelines
* "RAP 9" refers to a Data Item that was collected or computed in Worksheet 4.External Indicators, but was not specified by IPTRID; however, that value is needed for the IPTRID computations
* These values have been imported from other worksheets
| Value | Description
DI 1 | 1100 | Availability of water (surface plus ground) to users - using stated conveyance efficiency for surface water and assumed efficiencies for ground water, MCM (includes all farmer pumping)
DI 2 | 760 | Surface irrigation water inflow from outside the command area (gross at diversion and entry points), MCM
| 0 | Net groundwater imported into the project, MCM
| 760 | Total irrigation water supply (surface plus groundwater) brought into the project boundaries, MCM.
DI 3 | 80000 | Physical area of cropland in the command area (not including multiple cropping), ha
DI 4 | 65000 | Irrigated crop area in the command area, including multiple cropping, ha
| 9500 | Annual external irrigation supply per unit command area (m3/ha)
| 11692.3077 | Annual irrigation supply per unit irrigated area (including multiple cropping) - (m3/ha)
DI 5 | 1012 | Total external water supply - including gross precipitation and net aquifer withdrawl, but excluding internal recirculation, MCM
DI 8 | 70 | Flow rate capacity of main canal(s) at diversion point(s), cms
DI 9 | 93.0336 | Peak gross irrigation requirement, including all inefficiencies, cms
DI 10 | 900 | Gross annual volume of irrigation water entitlement, MCM
DI 10 | 0 | Gross maximum flow rate entitlement of the project, cms
DI 10a | 95 | Average percentage of the entitlement that is received, %
DI 12 | 1675000 | Gross revenue collected from water users, including in-kind services. $US
DI 13 | 2312500 | Total management, operation and maintenance cost of project. $US
DI 14 | 562500 | Total annual (Project + WUA) expenditure on system maintenance, $US
| 270 | Total number of Project and WUA employees
DI 15 | 750000 | Total cost of personnel in the project and WUAs, $US
DI 16 | 155 | Total number of Project and WUA employees who work in the field
DI 17 | 2175000 | Gross revenue that is due from the water users, $US
DI 18 | see note below | Gross annual agricultural production, tons
DI 19 | 58537500 | Total annual value of agricultural production at the farm gate, $US
DI 20 | 609.525 | Total annual volume of water consumed as ET on the fields (ET) - MCM
DI 21 | 1 | Average irrigation water salinity, dS/m
DI 21 | 8 | Average drainage water salinity, dS/m
DI 22 | 3 | Biological load (BOD) of the irrigation water, average mgm/l
DI 22 | 2.5 | Biological load (BOD) of the drainage water, average mgm/l
DI 23 | 2 | Chemical Oxygen Demand (COD) of the irrigation water, average mgm/l
DI 23 | 1.5 | Chemical Oxygen Demand (COD) of the drainage water, average mgm/l
DI 24 | 1.2 | Change in water table depth over the last 5 years, m
DI 25 | 15 | Average annual depth to the water table, m
DI26 | Requires in-depth computations | Differences in the volume of incoming salt and outgoing salts
RAP 9 | 0 | Total annual NET groundwater pumping, MCM
RAP 20 | 568.0875 | Crop ET - Effective Rainfall, MCM
RAP 31 | 57.5103 | Average Field Irrigation Efficiency, % (computed from ET and Gross)
RAP 15 | 90 | Estimated conveyance efficiency for pumped internal aquifer water, %
Values for DI 18 must be extracted from Table 9 on each INPUT-Year"X" worksheet
IPTRID Indicators (computed from the values above)
**Note - IPTRID indicators may not equal the RAP indicators of the same name because the RAP indicators reflect recent USA understanding of terminology for transferrable indicators.
| 9500 | Annual irrigation water delivery per unit command area (m3/ha)
| 11692.3077 | Annual irrigation water delivery per unit irrigated area (m3/ha)
| 144.7368 | Conveyance system water delivery efficiency, % (as stated)
| 1.6603 | Annual relative water supply ***does not include rice deep perc.***
| 1.3378 | Annual relative irrigation supply ***does not include rice deep perc.***
| 95 | Security of entitlement supply, % received
| 0.72432 | Cost recovery ratio
| 0.33582 | Maintenance cost to revenue ratio
| 28.9062 | Total MOM cost per unit area (US$/ha)
| 2777.7778 | Total cost per employee (US$/person)
| 0.77011 | Revenue collection performance
| 0.0041538 | Staff per unit area (Persons/ha)
| 42.5926 | (Number of turnouts operated by staff)/(total field staff persons)
Total revenue per unit volume of water delivered by project authorities (US$/m3)
| 0.0022236 | Total MOM cost per unit volume of water delivered by the project authorities (US$/m3)
| 58537500 | Total annual value of agricultural production (US$)
| 731.7188 | Output per unit command area (US$/ha)
| 900.5769 | Output per unit irrigated area, including multiple cropping (US$/ha)
| 0.077023 | Output per unit irrigation supply that is imported into the project boundaries (US$/m3)
| 0.057843 | Output per unit of total water (including precipitation) into the project (US$/m3)
| 0.096038 | Output per unit water consumed (US$/m3)

## 14. World Bank BMTI Indicators
| Example Project |  | Confidence Interval (CI)
%/100
1 | Water Year of the data | 2001
WATER BALANCE INDICATORS
2 | Total annual volume of irrigation water available at the user level (MCM) | 1100 | 0.17084
3 | Total annual volume of irrigation supply into the 3-D boundaries of the command area (MCM) | 760 | 0.15
4 | Total annual volume of irrigation water managed by authorities (including internal well and recirculation pumps operated by authorities) (MCM) (can include recirculated water; but does not include any drainage or groundwater that is pumped by farmers) | 1040 | 0.11698
5 | Total annual volume of water supply (MCM) | 1012 | 0.14283
| Total annual volume of irrigation water delivered to users by project authorities (MCM) | 850 | 0.2306
6 | Total annual volume of ground water pumped within/to command area (MCM) | 245 | 0.096265
7 | Total annual volume of field ET in irrigated fields (MCM) | 609.525 | 0.2
8 | Total annual volume of (ET - effective precipitation) (MCM) | 568.0875 | 0.18794
| Peak net irrigation water requirement (CMS) | 42.8031 | 0.20293
9 | Total command area of the system (ha) | 80000 | 0.05
10 | Irrigated area, including multiple cropping (ha) | 65000 | 0.07
11 | Annual irrigation supply per unit command area (m3/ha) | 9500 | 0.15816
12 | Annual irrigation supply per unit irrigated area (m3/ha) | 11692.3077 | 0.16561
13 | Conveyance efficiency of project-delivered water, % (weighted for internal and external, using values stated by project authorities) | 81.7308 | 0.19838
14 | Estimated conveyance efficiency for project groundwater, % | 90 | 0.2
15 | Annual Relative Water Supply (RWS) | 1.6603 | 0.22169
16 | Annual Relative Irrigation Supply (RIS) | 1.3378 | 0.24088
17 | Water delivery capacity | 1.6354 | 0.22646
18 | Security of entitlement supply, % | 95
19 | Average Field Irrigation Efficiency, % | 57.5103 | 0.24082
20 | Command area Irrigation Efficiency, % | 83.2386 | 0.2264
FINANCIAL INDICATORS
21 | Cost recovery ratio | 0.72432
22 | Maintenance cost to revenue ratio | 0.33582
23 | Total MOM cost per unit area (US$/ha) | 28.9062
24 | Total cost per staff person employed (US$/person) | 2777.7778
25 | Revenue collection performance | 0.77011
26 | Staff persons per unit irrigated area (Persons/ha) | 0.0041538
27 | Number of turnouts per field operator | 42.5926
28 | Average revenue per cubic meter of irrigation water delivered to water users by the project authorities (US$/m3) | 0.0019706
29 | Total MOM cost per cubic meter of irrigation water delivered to water users by the project authorities (US$/m3) | 0.0018173
AGRICULTURAL PRODUCTIVITY AND ECONOMIC INDICATORS
30 | Total annual value of agricultural production (US$) | 58537500
31 | Output per unit command area (US$/ha) | 731.7188
32 | Output per unit irrigated area, including multiple cropping (US$/ha) | 900.5769
33 | Output per unit irrigation supply (US$/m3) | 0.077023
34 | Output per unit water supply (US$/m3) | 0.057843
35 | Output per unit of field ET (US$/m3) | 0.096038
ENVIRONMENTAL INDICATORS
36 | Water quality: Average salinity of the irrigation supply (dS/m) | 1
37 | Water quality: Average salinity of the drainage water (dS/m) | 8
38 | Water quality, Biological: Average BOD of the irrigation supply (mgm/liter) | 3
39 | Water quality, Biological: Average BOD of the drainage water (mgm/liter) | 1.5
40 | Water quality, Chemical: Average COD of the irrigation supply (mgm/liter) | 2
41 | Water quality, Chemical: Average COD of the drainage water (mgm/liter) | 1.5
42 | Average depth to the shallow water table (m) | 15
43 | Change in shallow water table depth over last 5 years (m) (+ is up) | 1.2